## Worksheet
Item number | Description product catalogue en | Tender Text en | URL in the english HEWI-Product catalogue | URL to the english product data sheet
100.02.11145 | HEWI Soap dish with holder | System 100 soap dish with holder - Geometric body with flat surfaces and expressive edges - holder made of metal, high-quality chrome-plated - holder with protective ring made of flexible polyethylene for a secure, defined position and to protect the glass insert from damage - 110 mm wide, 36 mm high and 118 mm deep - round soap dish with flat bottom - made of high-quality, satin-finish crystal glass - for wall mounting, concealed fixing - including non-corrosive HEWI fixing material Article no.: HEWI 100.02.11145 | https://catalog.hewi.com/en/p/1000211145 | https://catalog.hewi.com/storage/downloads/HEWI_100_02_11145_en.pdf
100.03.01040 | HEWI Support rail | System 100 Support rail - for holding on to and standing up independently - combinable with HEWI shelf 100.03.10045 - for wall mounting, without roses - concealed fixing - 20 mm wide, 160 mm high and 106 mm deep - square profile made of metal, high-quality chrome-plated - including non-corrosive HEWI fixing material Article no.: HEWI 100.03.01040 | https://catalog.hewi.com/en/p/1000301040 | https://catalog.hewi.com/storage/downloads/HEWI_100_03_01040_en.pdf
100.03.02040 | HEWI Hook set for shower basket | Hook set for System 100 shower basket - two metal hooks, high-quality chrome-plated - for fixing onto the HEWI System 100 shower basket (100.03.20040) - 57 mm long and 31 mm deep - for hanging up utensils Article no.: HEWI 100.03.02040 | https://catalog.hewi.com/en/p/1000302040 | https://catalog.hewi.com/storage/downloads/HEWI_100_03_02040_en.pdf
100.03.10045 | HEWI Shelf | System 100 Shelf - shelf with all-round edge with square profile and high-quality, satin-finish glass top - for wall mounting, concealed fixing - 600 mm wide, 20 mm high and 106 mm deep - square profile made of metal, high-quality chrome-plated - including non-corrosive HEWI fixing material Article no.: HEWI 100.03.10045 | https://catalog.hewi.com/en/p/1000310045 | https://catalog.hewi.com/storage/downloads/HEWI_100_03_10045_en.pdf
100.03.20040 | HEWI Shower basket | System 100 Shower basket - for wall mounting with concealed fixing or can be positioned securely on support rail 100.36... - with discharge holes to allow water to drain - 223 mm wide, 93 mm high and 82 mm deep - shower basket made of metal, high-quality chrome-plated - insert made of acrylic glass, satin finish - including non-corrosive HEWI fixing material Article no.: HEWI 100.03.20040 | https://catalog.hewi.com/en/p/1000320040 | https://catalog.hewi.com/storage/downloads/HEWI_100_03_20040_en.pdf
100.03.E01 | HEWI Plate glass | Plate glass shelf - replacement plate glass shelf for HEWI shelf 100.03.10045 - made of satin-finish glass Article no.: HEWI 100.03.E01 | https://catalog.hewi.com/en/p/10003E01 | https://catalog.hewi.com/storage/downloads/HEWI_100_03_E01_en.pdf
100.03.E02 | HEWI pump head | Pump head - for soap dispenser 100.06.110.., 800.06.1104.., 800.06.010, 162.06.11.. and 950.06.10045 - including riser tube - pump head made of metal, high-quality chrome-plated Article no.: HEWI 100.03.E02 | https://catalog.hewi.com/en/p/10003E02 | https://catalog.hewi.com/storage/downloads/HEWI_100_03_E02_en.pdf
100.04.12145 | HEWI Glass tumbler with holder | System 100 Tumbler with holder - Geometric body with flat surfaces and expressive edges - holder made of metal, high-quality chrome-plated - holder with protective ring made of flexible polyethylene for a secure, defined position and to protect the glass insert from damage - 87 mm wide, 98 mm high and 107 mm deep - round tumbler with flat bottom - tumbler made of high-quality, satin-finish crystal glass - for wall mounting, concealed fixing - including non-corrosive HEWI fixing material Article no.: HEWI 100.04.12145 | https://catalog.hewi.com/en/p/1000412145 | https://catalog.hewi.com/storage/downloads/HEWI_100_04_12145_en.pdf
100.04.E01 | HEWI Glass tumbler | Glass tumbler - made of high-quality, satin-finish crystal glass - suitable for holder with tumbler 100.04.12145 and 950.04.10045 - 98 mm high and 79 mm diameter Article no.: HEWI 100.04.E01 | https://catalog.hewi.com/en/p/10004E01 | https://catalog.hewi.com/storage/downloads/HEWI_100_04_E01_en.pdf
100.06.11045 | HEWI Soap or disinfectant dispenser with holder | System 100 Soap or disinfectant dispenser with holder - Geometric body with flat surfaces and expressive edges - holder made of metal, high-quality chrome-plated - holder with protective ring made of flexible polyethylene for a secure, defined position and to protect the glass insert from damage - 87 mm wide, 158 mm high and 107 mm deep - soap dispenser made of high-quality, satin-finish crystal glass - pump head made of metal, high-quality chrome-plated - serves to hold commercially available liquid soap, disinfectants and gels - capacity approx. 250 ml - for wall mounting, concealed fixing - including non-corrosive HEWI fixing material Article no.: HEWI 100.06.11045 | https://catalog.hewi.com/en/p/1000611045 | https://catalog.hewi.com/storage/downloads/HEWI_100_06_11045_en.pdf
100.06.E01 | HEWI glass container | Glass container - for soap dispenser with holder 100.06.11045, 950.06.10045, 900Q06.00060 and 900Q03.00260 - made of high-quality, satin-finish crystal glass - diameter 79 mm, 99 mm high Article no.: HEWI 100.06.E01 | https://catalog.hewi.com/en/p/10006E01 | https://catalog.hewi.com/storage/downloads/HEWI_100_06_E01_en.pdf
100.09.10040 | HEWI Towel rail | System 100 Towel rail - double chrome towel holder with parallel rails - for hanging up towels and other pieces of clothing - rigid design - for wall mounting, concealed fixing - outer length 490 mm, 90 mm wide, 20 mm square section - square profile made of metal, high-quality chrome-plated - including non-corrosive HEWI fixing material Article no.: HEWI 100.09.10040 | https://catalog.hewi.com/en/p/1000910040 | https://catalog.hewi.com/storage/downloads/HEWI_100_09_10040_en.pdf
100.20.01040 | HEWI Toilet brush | Toilet brush - toilet brush with chrome-plated handle and replaceable brush head - suitable for toilet brush unit 100.20.10041, 800.20.10041, 800.20.10045 and 815.20.100... - brush head made of black polyamide with anthracite grey bristles - diameter 76 mm - brush head can be replaced due to bayonet fixing Article no.: HEWI 100.20.01040 | https://catalog.hewi.com/en/p/1002001040 | https://catalog.hewi.com/storage/downloads/HEWI_100_20_01040_en.pdf
100.20.10045 | HEWI Toilet brush unit | System 100 Toilet brush unit - consisting of toilet brush, glass brush holder and wall bracket - holder with geometric body, flat surfaces and expressive edges - with protective ring made of flexible polyethylene for a secure, defined position and to protect against damage to the glass brush holder - brush head can be replaced due to bayonet fixing - for wall mounting, concealed fixing - 109 mm wide, 452 mm high and 129 mm deep - made of metal, high-quality chrome-plated - round glass brush holder made of high-quality, satin-finish crystal glass - brush with chrome-plated handle and replaceable brush head made of black polyamide - including non-corrosive HEWI fixing material Article no.: HEWI 100.20.10045 | https://catalog.hewi.com/en/p/1002010045 | https://catalog.hewi.com/storage/downloads/HEWI_100_20_10045_en.pdf
100.20.E01 | HEWI Glass for toilet brush | Glass toilet brush holder - replacement glass toilet brush holder for toilet brush unit 100.20.10045 - container made of satin-finish crystal glass Article no.: HEWI 100.20.E01 | https://catalog.hewi.com/en/p/10020E01 | https://catalog.hewi.com/storage/downloads/HEWI_100_20_E01_en.pdf
100.21.10040 | HEWI Toilet roll holder | System 100 Toilet roll holder - U-shaped, open-ended on the right, toilet roll holder made of a square profile - linear and functional, designed with a clear, geometric style and expressive edges - for holding one toilet roll - hinged - for wall mounting, concealed fixing - 162 mm wide and 110 mm high, square 20 mm - made of metal, high-quality chrome-plated - including non-corrosive HEWI fixing material Article no.: HEWI 100.21.10040 | https://catalog.hewi.com/en/p/1002110040 | https://catalog.hewi.com/storage/downloads/HEWI_100_21_10040_en.pdf
100.21.20040 | HEWI Spare roll holder | System 100 Spare roll holder - linear and functional, designed with a clear, geometric style and expressive edges - for holding one toilet roll - for wall mounting, concealed fixing - 122 mm deep, square 20 mm - made of metal, high-quality chrome-plated - including non-corrosive HEWI fixing material Article no.: HEWI 100.21.20040 | https://catalog.hewi.com/en/p/1002120040 | https://catalog.hewi.com/storage/downloads/HEWI_100_21_20040_en.pdf
100.30.10040 | HEWI Bath towel shelf | System 100 Bath towel shelf - bath towel shelf made of a square profile - for wall mounting, concealed fixing - 602 mm wide - made of metal, high-quality chrome-plated - including non-corrosive HEWI fixing material Article no.: HEWI 100.30.10040 | https://catalog.hewi.com/en/p/1003010040 | https://catalog.hewi.com/storage/downloads/HEWI_100_30_10040_en.pdf
100.30.20040 | HEWI Bath towel rail | System 100 Bath towel rail - bath towel rail made of a square profile - for wall mounting, concealed fixing - centre-to-centre 600 mm, 79 mm deep - square 25 mm - made of metal, high-quality chrome-plated - including non-corrosive HEWI fixing material Article no.: HEWI 100.30.20040 | https://catalog.hewi.com/en/p/1003020040 | https://catalog.hewi.com/storage/downloads/HEWI_100_30_20040_en.pdf
100.30.21040 | HEWI Bath towel rail | System 100 Bath towel rail - bath towel rail made of a square profile - for wall mounting, concealed fixing - centre-to-centre 900 mm, 79 mm deep - square 25 mm - made of metal, high-quality chrome-plated - including non-corrosive HEWI fixing material Article no.: HEWI 100.30.21040 | https://catalog.hewi.com/en/p/1003021040 | https://catalog.hewi.com/storage/downloads/HEWI_100_30_21040_en.pdf
100.36.10040 | HEWI Support rail | System 100 Support rail - support rail made of a square profile with harmonious radii - ends bent at right-angles to the rail - without fixing roses - for holding on to and providing support - centre-to-centre 300 mm, 79 mm deep - square 25 mm - made of metal, high-quality chrome-plated - for wall mounting, including non-corrosive HEWI fixing materials Article no.: HEWI 100.36.10040 | https://catalog.hewi.com/en/p/1003610040 | https://catalog.hewi.com/storage/downloads/HEWI_100_36_10040_en.pdf
100.36.11040 | HEWI Support rail | System 100 Support rail - support rail made of a square profile with harmonious radii - ends bent at right-angles to the rail - without fixing roses - for holding on to and providing support - centre-to-centre 600 mm, 79 mm deep - square 25 mm - made of metal, high-quality chrome-plated - for wall mounting, including non-corrosive HEWI fixing materials Article no.: HEWI 100.36.11040 | https://catalog.hewi.com/en/p/1003611040 | https://catalog.hewi.com/storage/downloads/HEWI_100_36_11040_en.pdf
100.36.12040 | HEWI Support rail | System 100 Support rail - support rail made of a square profile with harmonious radii - ends bent at right-angles to the rail - without fixing roses - for holding on to and providing support - centre-to-centre 900 mm, 79 mm deep - square 25 mm - made of metal, high-quality chrome-plated - for wall mounting, including non-corrosive HEWI fixing materials Article no.: HEWI 100.36.12040 | https://catalog.hewi.com/en/p/1003612040 | https://catalog.hewi.com/storage/downloads/HEWI_100_36_12040_en.pdf
100.90.01040 | HEWI Hook | System 100 Hook - single hook - body with square design and expressive edges - for hanging up pieces of clothing, towels and utensils - for wall mounting, concealed fixing - 50 mm deep, square 16 mm - made of metal, high-quality chrome-plated - including non-corrosive HEWI fixing material Article no.: HEWI 100.90.01040 | https://catalog.hewi.com/en/p/1009001040 | https://catalog.hewi.com/storage/downloads/HEWI_100_90_01040_en.pdf
100.90.02040 | HEWI Hook | System 100 Hook - single hook - body with square design and expressive edges - for hanging up pieces of clothing, towels and utensils - for wall mounting, concealed fixing - 80 mm deep, square 20 mm - made of metal, high-quality chrome-plated - including non-corrosive HEWI fixing material Article no.: HEWI 100.90.02040 | https://catalog.hewi.com/en/p/1009002040 | https://catalog.hewi.com/storage/downloads/HEWI_100_90_02040_en.pdf
100.90.03040 | HEWI Double hook | System 100 Double hook - body with square design and expressive edges - for hanging up pieces of clothing, towels and utensils - for wall mounting, concealed fixing - 50 mm deep, 53 mm wide - made of metal, high-quality chrome-plated - including non-corrosive HEWI fixing material Article no.: HEWI 100.90.03040 | https://catalog.hewi.com/en/p/1009003040 | https://catalog.hewi.com/storage/downloads/HEWI_100_90_03040_en.pdf
10856 | HEWI Rose cap | Rose cap - for rail system diameter 33 mm - rose fixing on bend - Diameter 70 mm - made of high-quality polyamide by HEWI colour table Article no.: HEWI 10856 | https://catalog.hewi.com/en/p/10856 | https://catalog.hewi.com/storage/downloads/HEWI_10856_en.pdf
10862 | HEWI Rose cap, split | Rose cap - for rail system diameter 33 mm - for rose fixing on support - Diameter 70 mm - made of high-quality polyamide by HEWI colour table Article no.: HEWI 10862 | https://catalog.hewi.com/en/p/10862 | https://catalog.hewi.com/storage/downloads/HEWI_10862_en.pdf
111696 | HEWI Tap flow regulator dismantling key | Tap flow regulator dismantling key for washbasin fittings AQ 950, AQ 800, AQ 800 K - for single-lever washbasin mixer tap AQ1.12M101.., AQ1.12M102.. and AQ1.12M103.. - for electronic washbasin fittings AQ1.12S200.., AQ1.12S201.., AQ1.12S210.. and AQ1.12S211.. Article no.: HEWI 111696 | https://catalog.hewi.com/en/p/111696 | https://catalog.hewi.com/storage/downloads/HEWI_111696_en.pdf
111697 | HEWI Tap flow regulator dismantling key | Tap flow regulator dismantling key for fitting AQ 477/801, AQ 162 - for single-lever washbasin mixer tap AQ1.12M10440, AQ1.12M10540 - for electronic washbasin fittings AQ1.12S22040, AQ1.12S22140, AQ1.12S23040 and AQ1.12S23140 Article no.: HEWI 111697 | https://catalog.hewi.com/en/p/111697 | https://catalog.hewi.com/storage/downloads/HEWI_111697_en.pdf
111702 | HEWI Ceramic cartridge | Ceramic cartridge Kerox K-35OP for single-lever washbasin mixer tap AQ 950, AQ 800, AQ 800 K - for AQ1.12M101.., AQ1.12M102.. and AQ1.12M103.. Article no.: HEWI 111702 | https://catalog.hewi.com/en/p/111702 | https://catalog.hewi.com/storage/downloads/HEWI_111702_en.pdf
111703 | HEWI Ceramic cartridge | Kerox K-35B ceramic cartridge for single-lever washbasin mixer tap AQ 477/801, AQ 162 - for AQ1.12M10440, AQ1.12M10540 Article no.: HEWI 111703 | https://catalog.hewi.com/en/p/111703 | https://catalog.hewi.com/storage/downloads/HEWI_111703_en.pdf
111704 | HEWI Ceramic cartridge | Kerox K-25OP-S ceramic cartridge for single-lever washbasin mixer tap AQ 100 - for AQ1.12M10040 Article no.: HEWI 111704 | https://catalog.hewi.com/en/p/111704 | https://catalog.hewi.com/storage/downloads/HEWI_111704_en.pdf
111705 | HEWI Laminar tap flow regulator | Laminar tap flow regulator - for washbasin fittings AQ 950, AQ 800, AQ 800 K - for single-lever washbasin mixer tap AQ1.12M101.., AQ1.12M102.. and AQ1.12M103.. - for electronic washbasin fittings AQ1.12S200.., AQ1.12S201.., AQ1.12S210.. and AQ1.12S211.. - with dynamic flow control to 5 l/min Article no.: HEWI 111705 | https://catalog.hewi.com/en/p/111705 | https://catalog.hewi.com/storage/downloads/HEWI_111705_en.pdf
111706 | HEWI Laminar tap flow regulator | Laminar tap flow regulator for washbasin fittings AQ 477/801, AQ 162 - for single-lever washbasin mixer tap AQ1.12M10440, AQ1.12M10540 - for electronic washbasin fittings AQ1.12S22040, AQ1.12S22140, AQ1.12S23040 and AQ1.12S23140 - with dynamic flow control to 5 l/min Article no.: HEWI 111706 | https://catalog.hewi.com/en/p/111706 | https://catalog.hewi.com/storage/downloads/HEWI_111706_en.pdf
111707 | HEWI Mains connection | Mains connection - for electronic washbasin fittings - CE and UKCA marking according to EMC 2014/30/EU Article no.: HEWI 111707 | https://catalog.hewi.com/en/p/111707 | https://catalog.hewi.com/storage/downloads/HEWI_111707_en.pdf
111708 | HEWI Battery compartment CR-P2 6 V | Battery compartment CR-P2 6 V - for electronic washbasin fittings - CE and UKCA marking according to EMC 2014/30/EU Article no.: HEWI 111708 | https://catalog.hewi.com/en/p/111708 | https://catalog.hewi.com/storage/downloads/HEWI_111708_en.pdf
111727 | HEWI Tap flow regulator with aeration | Tap flow regulator with aeration for single-lever washbasin mixer tap AQ 100 - for AQ1.12M10040 Article no.: HEWI 111727 | https://catalog.hewi.com/en/p/111727 | https://catalog.hewi.com/storage/downloads/HEWI_111727_en.pdf
111728 | HEWI Tap flow regulator dismantling key | Tap flow regulator dismantling key for single-lever washbasin mixer tap AQ 100 - for AQ1.12M10040 Article no.: HEWI 111728 | https://catalog.hewi.com/en/p/111728 | https://catalog.hewi.com/storage/downloads/HEWI_111728_en.pdf
111731 | HEWI Flow rate controller | Flow rate controller - for shower thermostats AQ1.32T10040, AQ1.32T50040, AQ1.32T50060 and AQ1.32T10140 Article no.: HEWI 111731 | https://catalog.hewi.com/en/p/111731 | https://catalog.hewi.com/storage/downloads/HEWI_111731_en.pdf
111732 | HEWI Ceramic cartridge | Ceramic cartridge Kerox K-35A - for single-lever shower and bath mixer taps Article no.: HEWI 111732 | https://catalog.hewi.com/en/p/111732 | https://catalog.hewi.com/storage/downloads/HEWI_111732_en.pdf
111733 | HEWI Backflow preventer with integrated flow rate controller | Backflow preventer with integrated flow rate controller - for single-lever shower mixer tap Article no.: HEWI 111733 | https://catalog.hewi.com/en/p/111733 | https://catalog.hewi.com/storage/downloads/HEWI_111733_en.pdf
111734 | HEWI Backflow preventer without flow rate controller | Backflow preventer without flow rate controller - for shower thermostats and single-lever bath mixer taps Article no.: HEWI 111734 | https://catalog.hewi.com/en/p/111734 | https://catalog.hewi.com/storage/downloads/HEWI_111734_en.pdf
111735 | HEWI Tap flow regulator | Tap flow regulator - for single-lever bath mixer taps AQ1.32M50040, AQ1.32M50140 Article no.: HEWI 111735 | https://catalog.hewi.com/en/p/111735 | https://catalog.hewi.com/storage/downloads/HEWI_111735_en.pdf
111741 | HEWI Grit strainer | Grit strainer for shower thermostats, single-lever shower mixer taps, single-lever bath mixer taps - for AQ1.32... - with fibreglass gasket Article no.: HEWI 111741 | https://catalog.hewi.com/en/p/111741 | https://catalog.hewi.com/storage/downloads/HEWI_111741_en.pdf
111752 | HEWI S-connection with silencer | S-connection with silencer - for shower thermostats, single-lever shower mixer taps, single-lever bath mixer taps - for AQ1.32... Article no.: HEWI 111752 | https://catalog.hewi.com/en/p/111752 | https://catalog.hewi.com/storage/downloads/HEWI_111752_en.pdf
15063 | HEWI Compensating washer | Shim - for rail system 801 (steel core) - to compensate for a misaligned flow - Diameter 33mm, 4mm high - Extension for the 90° bend, when using 2 shims, the longer screw M8 x 35mm is required, item number 99.101063, please order separately - Extension of the support, when using 1 or 2 shims, the longer screw M8x80mm is required, item number 99.100659, please order separately - Made of high-quality polyamide in all HEWI colours Article no.: HEWI 15063 | https://catalog.hewi.com/en/p/15063 | https://catalog.hewi.com/storage/downloads/HEWI_15063_en.pdf
162.03.100540 | HEWI Shelf | System 162 Shelf - shelf consisting of lateral supports and a shelf made of glass - holder made of high-quality stainless steel tube diameter 18 mm, high-quality chrome-plated - shelf made of glass (4 mm) with matt sandblasted underside - 450 mm wide and 122 mm deep - for wall mounting, concealed fixing - not suitable for use in the shower - incl. non-corrosive HEWI fixing materials Article no.: HEWI 162.03.100540 | https://catalog.hewi.com/en/p/16203100540 | https://catalog.hewi.com/storage/downloads/HEWI_162_03_100540_en.pdf
162.03.1005XA | HEWI Shelf | System 162 Shelf - shelf consisting of lateral supports and a shelf made of glass - holder made of high-quality stainless steel tube diameter 18 mm, satin finish - shelf made of glass (4 mm) with matt sandblasted underside - 450 mm wide and 122 mm deep - for wall mounting, concealed fixing - not suitable for use in the shower - incl. non-corrosive HEWI fixing materials Article no.: HEWI 162.03.1005XA | https://catalog.hewi.com/en/p/162031005XA | https://catalog.hewi.com/storage/downloads/HEWI_162_03_1005XA_en.pdf
162.03.110540 | HEWI Shelf | System 162 Shelf - shelf consisting of lateral supports and a shelf made of glass - holder made of high-quality stainless steel tube diameter 18 mm, high-quality chrome-plated - shelf made of glass (4 mm) with matt sandblasted underside - 600 mm wide and 122 mm deep - for wall mounting, concealed fixing - not suitable for use in the shower - incl. non-corrosive HEWI fixing materials Article no.: HEWI 162.03.110540 | https://catalog.hewi.com/en/p/16203110540 | https://catalog.hewi.com/storage/downloads/HEWI_162_03_110540_en.pdf
162.03.1105XA | HEWI Shelf | System 162 Shelf - shelf consisting of lateral supports and a shelf made of glass - holder made of high-quality stainless steel tube diameter 18 mm, satin finish - shelf made of glass (4 mm) with matt sandblasted underside - 600 mm wide and 122 mm deep - for wall mounting, concealed fixing - not suitable for use in the shower - incl. non-corrosive HEWI fixing materials Article no.: HEWI 162.03.1105XA | https://catalog.hewi.com/en/p/162031105XA | https://catalog.hewi.com/storage/downloads/HEWI_162_03_1105XA_en.pdf
162.03.11560 | HEWI Shelf | System 162 Shelf - shelf consisting of lateral supports and a shelf made of glass - holder made of high-quality stainless steel tube diameter 18 mm, powder-coated in HEWI colours DX (matt white), DC (matt black) and SC (matt dark grey pearl mica) - shelf made of glass (4 mm) with matt sandblasted underside - 600 mm wide and 122 mm deep - for wall mounting, concealed fixing - not suitable for use in the shower - incl. non-corrosive HEWI fixing materials Article no.: HEWI 162.03.11560 | https://catalog.hewi.com/en/p/1620311560 | https://catalog.hewi.com/storage/downloads/HEWI_162_03_11560_en.pdf
162.03.20040 | HEWI Shower shelf | Shower tray System 162 - shower tray mitred joined - made of stainless steel tube, diameter 18 mm, high-quality chrome-plated - for wall mounting with concealed fixing - with drain openings for water drainage - 300 mm wide, 86 mm high and 100 mm deep - internal dimensions of shower tray 264 mm wide and 82 mm deep - Including non-corrosive HEWI fixing material Article no.: HEWI 162.03.20040 | https://catalog.hewi.com/en/p/1620320040 | https://catalog.hewi.com/storage/downloads/HEWI_162_03_20040_en.pdf
162.03.20060 | HEWI Shower shelf | Shower tray System 162 - shower tray mitred joined - made of stainless steel tube, diameter 18 mm, matt black powder-coated - for wall mounting with concealed fixing - with drain openings for water drainage - 300 mm wide, 86 mm high and 100 mm deep - internal dimensions of shower tray 264 mm wide and 82 mm deep - Including non-corrosive HEWI fixing material Article no.: HEWI 162.03.20060 | https://catalog.hewi.com/en/p/1620320060 | https://catalog.hewi.com/storage/downloads/HEWI_162_03_20060_en.pdf
162.04.11040 | HEWI Tumbler with holder | System 162 Tumbler with holder - cylindrical wall holder - holder made of metal, high-quality chrome-plated - holder with protective film on the inside for a secure, defined position and to protect the insert from damage - diameter 71 mm, 124 mm high and 84 mm deep - cylindrical tumbler made of high-quality polyamide in HEWI colours 90 (jet black), 92 (anthracite grey), 98 (signal white), 99 (pure white) - for wall mounting, concealed fixing - including non-corrosive HEWI fixing material Article no.: HEWI 162.04.11040 | https://catalog.hewi.com/en/p/1620411040 | https://catalog.hewi.com/storage/downloads/HEWI_162_04_11040_en.pdf
162.04.110540 | HEWI Glass tumbler with holder | System 162 Tumbler with holder - cylindrical wall holder - holder made of metal, high-quality chrome-plated - holder with protective film on the inside for a secure, defined position and to protect the glass insert from damage - diameter 71 mm, 124 mm high and 84 mm deep - cylindrical tumbler made of high-quality, satin-finish crystal glass - for wall mounting, concealed fixing - including non-corrosive HEWI fixing material Article no.: HEWI 162.04.110540 | https://catalog.hewi.com/en/p/16204110540 | https://catalog.hewi.com/storage/downloads/HEWI_162_04_110540_en.pdf
162.04.1105XA | HEWI Glass tumbler with holder | System 162 Tumbler with holder - cylindrical wall holder - holder made of high-quality satin stainless steel - holder with protective film on the inside for a secure, defined position and to protect the glass insert from damage - diameter 70 mm, 124 mm high and 85 mm deep - cylindrical tumbler made of high-quality, satin-finish crystal glass - for wall mounting, concealed fixing - including non-corrosive HEWI fixing material Article no.: HEWI 162.04.1105XA | https://catalog.hewi.com/en/p/162041105XA | https://catalog.hewi.com/storage/downloads/HEWI_162_04_1105XA_en.pdf
162.04.11060 | HEWI Tumbler with holder | System 162 Tumbler with holder - cylindrical wall holder - holder made of high-quality satin stainless steel, powder-coated in the HEWI colour CV (matt black) and ER (matt dark grey pearl mica) with a cylindrical tumbler in matt black polyamide or powder-coated in the HEWI colour AS (matt white) with a cylindrical tumbler in matt white polyamide - holder with protective film on the inside for a secure, defined position and to protect the insert from damage - diameter 70 mm, 124 mm high and 85 mm deep - for wall mounting, concealed fixing - including non-corrosive HEWI fixing material Article no.: HEWI 162.04.11060 | https://catalog.hewi.com/en/p/1620411060 | https://catalog.hewi.com/storage/downloads/HEWI_162_04_11060_en.pdf
162.04.110XA | HEWI Tumbler with holder | System 162 Tumbler with holder - cylindrical wall holder - holder made of high-quality satin stainless steel - holder with protective film on the inside for a secure, defined position and to protect the insert from damage - diameter 70 mm, 124 mm high and 85 mm deep - cylindrical tumbler made of high-quality polyamide in HEWI colours 90 (jet black), 92 (anthracite grey), 98 (signal white), 99 (pure white) - for wall mounting, concealed fixing - including non-corrosive HEWI fixing material Article no.: HEWI 162.04.110XA | https://catalog.hewi.com/en/p/16204110XA | https://catalog.hewi.com/storage/downloads/HEWI_162_04_110XA_en.pdf
162.06.11040 | HEWI Soap dispenser with holder | System 162 Soap dispenser with holder - cylindrical wall holder - holder made of metal, high-quality chrome-plated - holder with protective film on the inside for a secure, defined position and to protect the insert from damage - diameter 71 mm, 182 mm high and 84 mm deep - cylindrical soap dispenser made of high-quality polyamide in HEWI colours 90 (jet black), 92 (anthracite grey), 98 (signal white), 99 (pure white) - serves to hold commercially available liquid soap, disinfectants and gels - with pump made of metal, high-quality chrome-plated - capacity approx. 200 ml - for wall mounting, concealed fixing - including non-corrosive HEWI fixing material Article no.: HEWI 162.06.11040 | https://catalog.hewi.com/en/p/1620611040 | https://catalog.hewi.com/storage/downloads/HEWI_162_06_11040_en.pdf
162.06.110540 | HEWI Soap dispenser with holder | System 162 Soap dispenser with holder - cylindrical wall holder - holder made of metal, high-quality chrome-plated - holder with protective film on the inside for a secure, defined position and to protect the glass insert from damage - diameter 71 mm, 182 mm high and 84 mm deep - soap dispenser made of high-quality, satin-finish crystal glass - serves to hold commercially available liquid soap, disinfectants and gels - with pump made of metal, high-quality chrome-plated - capacity approx. 200 ml - for wall mounting, concealed fixing - including non-corrosive HEWI fixing material Article no.: HEWI 162.06.110540 | https://catalog.hewi.com/en/p/16206110540 | https://catalog.hewi.com/storage/downloads/HEWI_162_06_110540_en.pdf
162.06.1105XA | HEWI Soap dispenser with holder | System 162 Soap dispenser with holder - cylindrical wall holder - holder made of stainless steel, satin surface finish - holder with protective film on the inside for a secure, defined position and to protect the glass insert from damage - diameter 70 mm, 182 mm high and 85 mm deep - soap dispenser made of high-quality, satin-finish crystal glass - serves to hold commercially available liquid soap, disinfectants and gels - with pump made of stainless steel, satin finish - capacity approx. 200 ml - for wall mounting, concealed fixing - including non-corrosive HEWI fixing material Article no.: HEWI 162.06.1105XA | https://catalog.hewi.com/en/p/162061105XA | https://catalog.hewi.com/storage/downloads/HEWI_162_06_1105XA_en.pdf
162.06.110XA | HEWI Soap dispenser with holder | System 162 Soap dispenser with holder - cylindrical wall holder - holder made of stainless steel, satin surface finish - holder with protective film on the inside for a secure, defined position and to protect the insert from damage - diameter 70 mm, 182 mm high and 85 mm deep - soap dispenser made of high-quality polyamide in HEWI colours 90 (jet black), 92 (anthracite grey), 98 (signal white), 99 (pure white) - serves to hold commercially available liquid soap, disinfectants and gels - with pump made of stainless steel, satin finish - capacity approx. 200 ml - for wall mounting, concealed fixing - including non-corrosive HEWI fixing material Article no.: HEWI 162.06.110XA | https://catalog.hewi.com/en/p/16206110XA | https://catalog.hewi.com/storage/downloads/HEWI_162_06_110XA_en.pdf
162.06.11165 | HEWI Soap or disinfectant dispenser with holder | Soap or disinfectant dispenser with holder System 162 - suitable for use at the washbasin - cylindrical wall holder - holder made of high quality stainless steel, powder coated in the HEWI colours DC (matt black) with a pump head in matt black or DX (matt white) with a pump head in matt white - holder with protective film on the inside for a secure, defined position and to protect the glass insert from damage - 182 mm high, 85 mm deep, diameter 70 mm - soap dispenser made of high-quality, satin-finish crystal glass - used to hold commercially available liquid soap, disinfectants and gels - capacity approx. 200 ml - for wall mounting, concealed fixing - including non-corrosive HEWI fixing material Article no.: HEWI 162.06.11165 | https://catalog.hewi.com/en/p/1620611165 | https://catalog.hewi.com/storage/downloads/HEWI_162_06_11165_en.pdf
162.06.E01 | HEWI pump head | Pump head - for soap dispenser 162.06.110XA, 162.06.1105XA - incl. riser tube - pump head made of satin stainless steel Article no.: HEWI 162.06.E01 | https://catalog.hewi.com/en/p/16206E01 | https://catalog.hewi.com/storage/downloads/HEWI_162_06_E01_en.pdf
162.09.10040 | HEWI Towel rail | System 162 Towel rail - towel rail with two cylindrical arms arranged above each other - for hanging up towels and other pieces of clothing - the arms can be swung to the side separately - made of high-quality stainless steel, chrome-plated - 446 mm long and 72 mm high, diameter of the arms 15 mm - for wall mounting, concealed fixing - incl. non-corrosive HEWI fixing materials Article no.: HEWI 162.09.10040 | https://catalog.hewi.com/en/p/1620910040 | https://catalog.hewi.com/storage/downloads/HEWI_162_09_10040_en.pdf
162.09.10060 | HEWI Towel rail | System 162 Towel rail - towel rail with two cylindrical arms arranged above each other - for hanging up towels and other pieces of clothing - the arms can be swung to the side separately - made of stainless steel, powder-coated in HEWI colours DX (matt white), DC (matt black) and SC (matt dark grey pearl mica) - 446 mm long and 72 mm high, diameter of the arms 15 mm - for wall mounting, concealed fixing - incl. non-corrosive HEWI fixing materials Article no.: HEWI 162.09.10060 | https://catalog.hewi.com/en/p/1620910060 | https://catalog.hewi.com/storage/downloads/HEWI_162_09_10060_en.pdf
162.09.100XA | HEWI Towel rail | System 162 Towel rail - towel rail with two cylindrical arms arranged above each other - for hanging up towels and other pieces of clothing - the arms can be swung to the side separately - made of stainless steel, satin finish - 446 mm long and 72 mm high, diameter of the arms 15 mm - for wall mounting, concealed fixing - incl. non-corrosive HEWI fixing materials Article no.: HEWI 162.09.100XA | https://catalog.hewi.com/en/p/16209100XA | https://catalog.hewi.com/storage/downloads/HEWI_162_09_100XA_en.pdf
162.09.11040 | HEWI Towel rail | System 162 Towel rail - towel rail with two cylindrical arms arranged above each other - for hanging up towels and other pieces of clothing - the arms can be swung to the side separately - made of high-quality stainless steel, chrome-plated - 331 mm long and 72 mm high, diameter of the arms 15 mm - for wall mounting, concealed fixing - incl. non-corrosive HEWI fixing materials Article no.: HEWI 162.09.11040 | https://catalog.hewi.com/en/p/1620911040 | https://catalog.hewi.com/storage/downloads/HEWI_162_09_11040_en.pdf
162.09.110XA | HEWI Towel rail | System 162 Towel rail - towel rail with two cylindrical arms arranged above each other - for hanging up towels and other pieces of clothing - the arms can be swung to the side separately - made of stainless steel, satin finish - 331 mm long and 72 mm high, diameter of the arms 15 mm - for wall mounting, concealed fixing - incl. non-corrosive HEWI fixing materials Article no.: HEWI 162.09.110XA | https://catalog.hewi.com/en/p/16209110XA | https://catalog.hewi.com/storage/downloads/HEWI_162_09_110XA_en.pdf
162.20.10040 | HEWI Toilet brush unit | System 162 Toilet brush unit - toilet brush unit consisting of bracket, toilet brush holder and brush - brush head can be replaced due to bayonet fixing - inner container can be removed for cleaning - made of metal, high-quality chrome-plated - diameter 89 mm, 440 mm high.106 mm deep - for wall mounting, concealed fixing - incl. non-corrosive HEWI fixing materials Article no.: HEWI 162.20.10040 | https://catalog.hewi.com/en/p/1622010040 | https://catalog.hewi.com/storage/downloads/HEWI_162_20_10040_en.pdf
162.20.10060 | HEWI Toilet brush unit | Toilet brush unit system 162 - toilet brush unit consisting of holder, toilet brush pot and toilet brush - exchange of the brush head by bayonet lock - inner container can be removed for cleaning - made of metal, powder coated in HEWI colours DX (matt white), DC (matt black) and SC (matt dark grey pearl mica) - diameter 89 mm, 440 mm high, 106 mm deep - for wall mounting, concealed fixing - incl. corrosion-free HEWI fixing material Article no.: HEWI 162.20.10060 | https://catalog.hewi.com/en/p/1622010060 | https://catalog.hewi.com/storage/downloads/HEWI_162_20_10060_en.pdf
162.20.100XA | HEWI Toilet brush unit | System 162 Toilet brush unit - toilet brush unit consisting of bracket, toilet brush holder and brush - brush head can be replaced due to bayonet fixing - inner container can be removed for cleaning - made of stainless steel, satin finish - 89 mm wide, 440 mm high, 109 mm deep - for wall mounting, concealed fixing - including non-corrosive HEWI fixing material Article no.: HEWI 162.20.100XA | https://catalog.hewi.com/en/p/16220100XA | https://catalog.hewi.com/storage/downloads/HEWI_162_20_100XA_en.pdf
162.20.E01 | HEWI insert for toilet brush unit 162 | System 162 Spare part - inner liner made of synthetic material, for toilet brush unit 162.20.100XA and 162.20.10040 Article no.: HEWI 162.20.E01 | https://catalog.hewi.com/en/p/16220E01 | https://catalog.hewi.com/storage/downloads/HEWI_162_20_E01_en.pdf
162.21.10040 | HEWI Toilet roll holder | System 162 Toilet roll holder - U-shaped holder, mitred, opens on the right - hinged - made of high-quality stainless steel, chrome-plated - 137 mm wide, 110 mm high, diameter 15 mm - for wall mounting, concealed fixing - incl. non-corrosive HEWI fixing materials Article no.: HEWI 162.21.10040 | https://catalog.hewi.com/en/p/1622110040 | https://catalog.hewi.com/storage/downloads/HEWI_162_21_10040_en.pdf
162.21.10060 | HEWI Toilet roll holder | Toilet paper holder system 162 - U-shaped holder with mitre shape, opened to the right - foldable - made of stainless steel, powder coated in HEWI colours DX (matt white), DC (matt black) and SC (matt dark grey pearl mica) - 137 mm wide, 110 mm high, diameter 15 mm - for wall mounting, concealed fixing - incl. corrosion-free HEWI fixing material Article no.: HEWI 162.21.10060 | https://catalog.hewi.com/en/p/1622110060 | https://catalog.hewi.com/storage/downloads/HEWI_162_21_10060_en.pdf
162.21.100XA | HEWI Toilet roll holder | System 162 Toilet roll holder - U-shaped holder, mitred, opens on the right - hinged - made of stainless steel, satin finish - 137 mm wide, 110 mm high, 15 mm deep - for wall mounting, concealed fixing - including non-corrosive HEWI fixing material Article no.: HEWI 162.21.100XA | https://catalog.hewi.com/en/p/16221100XA | https://catalog.hewi.com/storage/downloads/HEWI_162_21_100XA_en.pdf
162.21.11040 | HEWI Toilet roll holder with shelf | Toilet roll holder with shelf System 162 - U-shaped holder with miter shape, opens to right - hinged - made of high-quality stainless steel, chrome-plated - width 137 mm, 110 mm in height, Diameter 15 mm - shelf width 135 mm, depth 92 mm - for wall mounting, concealed fastening - includes corrosion-free HEWI fastening materials Article no.: HEWI 162.21.11040 | https://catalog.hewi.com/en/p/1622111040 | https://catalog.hewi.com/storage/downloads/HEWI_162_21_11040_en.pdf
162.21.11060 | HEWI Toilet roll holder with shelf | Toilet roll holder with shelf System 162 - U-shaped holder with miter shape, opens to right - hinged - made of high-quality stainless steel, powder-coated in HEWI colors DX (white deep matt), DC (matt black) and SC (matt dark grey pearl mica) - width 137 mm, 110 mm in height, Diameter 15 mm - shelf width 135 mm, depth 92 mm - for wall mounting, concealed fastening - includes corrosion-free HEWI fastening materials Article no.: HEWI 162.21.11060 | https://catalog.hewi.com/en/p/1622111060 | https://catalog.hewi.com/storage/downloads/HEWI_162_21_11060_en.pdf
162.21.110XA | HEWI Toilet roll holder with shelf | Toilet roll holder with shelf System 162 - U-shaped holder with miter shape, opens to right - hinged - made of high-quality stainless steel, satin finished - width 137 mm, 110 mm in height, Diameter 15 mm - shelf width 135 mm, depth 92 mm - for wall mounting, concealed fastening - includes corrosion-free HEWI fastening materials Article no.: HEWI 162.21.110XA | https://catalog.hewi.com/en/p/16221110XA | https://catalog.hewi.com/storage/downloads/HEWI_162_21_110XA_en.pdf
162.21.20040 | HEWI Toilet roll holder, double | System 162 Toilet roll holder - U-shaped holder, mitred, for 2 toilet rolls, open to the right - hinged - made of high-quality stainless steel, chrome-plated - 250 mm wide, 110 mm high, diameter 15 mm - for wall mounting, concealed fixing - incl. non-corrosive HEWI fixing materials Article no.: HEWI 162.21.20040 | https://catalog.hewi.com/en/p/1622120040 | https://catalog.hewi.com/storage/downloads/HEWI_162_21_20040_en.pdf
162.21.200XA | HEWI Toilet roll holder, double | System 162 Toilet roll holder - U-shaped holder, mitred, for 2 toilet rolls, open to the right - hinged - made of stainless steel, satin finish - 250 mm wide, 110 mm high, 15 mm deep - for wall mounting, concealed fixing - including non-corrosive HEWI fixing material Article no.: HEWI 162.21.200XA | https://catalog.hewi.com/en/p/16221200XA | https://catalog.hewi.com/storage/downloads/HEWI_162_21_200XA_en.pdf
162.21.30040 | HEWI Spare roll holder | System 162 Spare roll holder - cylindrical spare roll holder - made of high-quality stainless steel, chrome-plated - 122 mm long, diameter 15 mm - for wall mounting, concealed fixing - incl. non-corrosive HEWI fixing materials Article no.: HEWI 162.21.30040 | https://catalog.hewi.com/en/p/1622130040 | https://catalog.hewi.com/storage/downloads/HEWI_162_21_30040_en.pdf
162.21.30060 | HEWI Spare roll holder | System 162 Spare roll holder - cylindrical spare roll holder - made of stainless steel, powder-coated in HEWI colours DX (matt white), DC (matt black) and SC (matt dark grey pearl mica) - 122 mm long, diameter 15 mm - for wall mounting, concealed fixing - incl. non-corrosive HEWI fixing materials Article no.: HEWI 162.21.30060 | https://catalog.hewi.com/en/p/1622130060 | https://catalog.hewi.com/storage/downloads/HEWI_162_21_30060_en.pdf
162.21.300XA | HEWI Spare roll holder | System 162 Spare roll holder - cylindrical spare roll holder - made of stainless steel, satin finish - 122 mm long, diameter 15 mm - for wall mounting, concealed fixing - including non-corrosive HEWI fixing material Article no.: HEWI 162.21.300XA | https://catalog.hewi.com/en/p/16221300XA | https://catalog.hewi.com/storage/downloads/HEWI_162_21_300XA_en.pdf
162.30.10040 | HEWI Towel rail | System 162 Towel rail - towel rail made of a mitred tube - made of high-quality stainless steel, chrome-plated - centre-to-centre 250 mm, 75 mm deep, diameter 18 mm - for wall mounting, concealed fixing - incl. non-corrosive HEWI fixing materials Article no.: HEWI 162.30.10040 | https://catalog.hewi.com/en/p/1623010040 | https://catalog.hewi.com/storage/downloads/HEWI_162_30_10040_en.pdf
162.30.10060 | HEWI Bath towel rail | HEWI System 162 Towel rail - Towel rail made of stainless steel, mitred tube - made of high-quality stainless steel, powder-coated in HEWI colors DX (white deep matt), DC (matt black) and SC (matt dark grey pearl mica) - Axial dimension 250 mm, Depth 75 mm, Diameter 18 mm - for wall mounting, concealed fastening - incl. non-corrosive HEWI fastening materials Article no.: HEWI 162.30.10060 | https://catalog.hewi.com/en/p/1623010060 | https://catalog.hewi.com/storage/downloads/HEWI_162_30_10060_en.pdf
162.30.100XA | HEWI Bath towel rail | System 162 Towel rail - towel rail made of stainless steel, mitred tube - made of stainless steel, satin finish - centre-to-centre 250 mm, 75 mm deep, diameter 18 mm - for wall mounting, concealed fixing - incl. non-corrosive HEWI fixing materials Article no.: HEWI 162.30.100XA | https://catalog.hewi.com/en/p/16230100XA | https://catalog.hewi.com/storage/downloads/HEWI_162_30_100XA_en.pdf
162.30.11040 | HEWI Bath towel shelf | Bath towel shelf System 162 - bath towel shelf with mitred towel rail - made of metal, high-quality chrome plated, tube diameter 18 mm - 618 mm wide, 120 mm high and 262 mm deep - Towel rail on lower level, projection 77 mm - for wall mounting, concealed mounting - Including non-corrosive HEWI fixing material Article no.: HEWI 162.30.11040 | https://catalog.hewi.com/en/p/1623011040 | https://catalog.hewi.com/storage/downloads/HEWI_162_30_11040_en.pdf
162.30.20040 | HEWI Towel rail | System 162 Bath towel rail - bath towel rail made of mitred tube - made of high-quality stainless steel, chrome-plated - centre-to-centre 600 mm, 75 mm deep, diameter 18 mm - for wall mounting, concealed fixing - incl. non-corrosive HEWI fixing materials Article no.: HEWI 162.30.20040 | https://catalog.hewi.com/en/p/1623020040 | https://catalog.hewi.com/storage/downloads/HEWI_162_30_20040_en.pdf
162.30.20060 | HEWI Towel rail | System 162 Bath towel rail - bath towel rail made of mitred tube - made of stainless steel, powder-coated in HEWI colours DX (matt white), DC (matt black) and SC (matt dark grey pearl mica) - centre-to-centre 600 mm, 75 mm deep, diameter 18 mm - for wall mounting, concealed fixing - incl. non-corrosive HEWI fixing materials Article no.: HEWI 162.30.20060 | https://catalog.hewi.com/en/p/1623020060 | https://catalog.hewi.com/storage/downloads/HEWI_162_30_20060_en.pdf
162.30.200XA | HEWI Bath towel rail | System 162 Bath towel rail - bath towel rail made of stainless steel, mitred tube - made of stainless steel, satin finish - centre-to-centre 600 mm, 75 mm deep, diameter 18 mm - for wall mounting, concealed fixing - incl. non-corrosive HEWI fixing materials Article no.: HEWI 162.30.200XA | https://catalog.hewi.com/en/p/16230200XA | https://catalog.hewi.com/storage/downloads/HEWI_162_30_200XA_en.pdf
162.30.20140 | HEWI Towel rail | System 162 Bath towel rail - bath towel rail made of mitred tube - made of high-quality stainless steel, chrome-plated - centre-to-centre 800 mm, 75 mm deep, diameter 18 mm - for wall mounting, concealed fixing - incl. non-corrosive HEWI fixing materials Article no.: HEWI 162.30.20140 | https://catalog.hewi.com/en/p/1623020140 | https://catalog.hewi.com/storage/downloads/HEWI_162_30_20140_en.pdf
162.30.20160 | HEWI Towel rail | System 162 Bath towel rail - bath towel rail made of mitred tube - made of stainless steel, powder-coated in HEWI colours DX (matt white), DC (matt black) and SC (matt dark grey pearl mica) - centre-to-centre 800 mm, 75 mm deep, diameter 18 mm - for wall mounting, concealed fixing - incl. non-corrosive HEWI fixing materials Article no.: HEWI 162.30.20160 | https://catalog.hewi.com/en/p/1623020160 | https://catalog.hewi.com/storage/downloads/HEWI_162_30_20160_en.pdf
162.30.201XA | HEWI Towel rail | System 162 Bath towel rail - bath towel rail made of stainless steel, mitred tube - made of stainless steel, satin finish - centre-to-centre 800 mm, 75 mm deep, diameter 18 mm - for wall mounting, concealed fixing - incl. non-corrosive HEWI fixing materials Article no.: HEWI 162.30.201XA | https://catalog.hewi.com/en/p/16230201XA | https://catalog.hewi.com/storage/downloads/HEWI_162_30_201XA_en.pdf
162.33.10040 | HEWI Rail with shower head holder | System 162 Rail with shower head holder - made of a mitred tube - consisting of shower rail and shower head holder - for wall mounting - concealed fixing, without roses - continuously adjustable shower head holder, suitable for various manufacturers' shower heads - centre-to-centre 1000 mm, 75 mm deep, diameter 18 mm - made of high-quality stainless steel, chrome-plated - including non-corrosive HEWI fixing material Article no.: HEWI 162.33.10040 | https://catalog.hewi.com/en/p/1623310040 | https://catalog.hewi.com/storage/downloads/HEWI_162_33_10040_en.pdf
162.36.10040 | HEWI Support rail | System 162 Support rail - made of a mitred tube - centre-to-centre 300 mm, 75 mm deep, diameter 18 mm - made of high-quality stainless steel, chrome-plated - without fixing roses - for holding on to and providing support - for wall mounting, concealed fixing - including non-corrosive HEWI fixing material Article no.: HEWI 162.36.10040 | https://catalog.hewi.com/en/p/1623610040 | https://catalog.hewi.com/storage/downloads/HEWI_162_36_10040_en.pdf
162.36.20040 | HEWI Support rail | System 162 Support rail - made of a mitred tube - centre-to-centre 600 mm, 75 mm deep, diameter 18 mm - made of high-quality stainless steel, chrome-plated - without fixing roses - for holding on to and providing support - for wall mounting, concealed fixing - including non-corrosive HEWI fixing material Article no.: HEWI 162.36.20040 | https://catalog.hewi.com/en/p/1623620040 | https://catalog.hewi.com/storage/downloads/HEWI_162_36_20040_en.pdf
162.90.01040 | HEWI Hook | System 162 Hook - cylindrical hook - made of high-quality stainless steel, chrome-plated - 35 mm long, diameter 15 mm - for wall mounting, concealed fixing - incl. non-corrosive HEWI fixing materials Article no.: HEWI 162.90.01040 | https://catalog.hewi.com/en/p/1629001040 | https://catalog.hewi.com/storage/downloads/HEWI_162_90_01040_en.pdf
162.90.01060 | HEWI Hook | System 162 Hook - cylindrical hook - made of stainless steel, powder-coated in HEWI colours DX (matt white), DC (matt black) and SC (matt dark grey pearl mica) - 35 mm long, diameter 15 mm - for wall mounting, concealed fixing - incl. non-corrosive HEWI fixing materials Article no.: HEWI 162.90.01060 | https://catalog.hewi.com/en/p/1629001060 | https://catalog.hewi.com/storage/downloads/HEWI_162_90_01060_en.pdf
162.90.010XA | HEWI Hook | System 162 Hook - cylindrical hook - made of stainless steel, satin finish - 35 mm long, diameter 15 mm - for wall mounting, concealed fixing - including non-corrosive HEWI fixing material Article no.: HEWI 162.90.010XA | https://catalog.hewi.com/en/p/16290010XA | https://catalog.hewi.com/storage/downloads/HEWI_162_90_010XA_en.pdf
162.90.03040 | HEWI Double hook | System 162 Double hook - double hook with two cylindrical hook elements - made of high-quality stainless steel, chrome-plated - 37 mm deep, 58 mm wide - for wall mounting, concealed fixing - incl. non-corrosive HEWI fixing materials Article no.: HEWI 162.90.03040 | https://catalog.hewi.com/en/p/1629003040 | https://catalog.hewi.com/storage/downloads/HEWI_162_90_03040_en.pdf
162.90.03060 | HEWI Double hook | System 162 Double hook - double hook with two cylindrical hook elements - made of stainless steel, powder-coated in HEWI colours DX (matt white), DC (matt black) and SC (matt dark grey pearl mica) - 37 mm deep, 58 mm wide - for wall mounting, concealed fixing - incl. non-corrosive HEWI fixing materials Article no.: HEWI 162.90.03060 | https://catalog.hewi.com/en/p/1629003060 | https://catalog.hewi.com/storage/downloads/HEWI_162_90_03060_en.pdf
162.90.030XA | HEWI Double hook | System 162 Double hook - double hook with two cylindrical hook elements - made of stainless steel, satin finish - 37 mm deep, 58 mm wide - for wall mounting, concealed fixing - incl. non-corrosive HEWI fixing materials Article no.: HEWI 162.90.030XA | https://catalog.hewi.com/en/p/16290030XA | https://catalog.hewi.com/storage/downloads/HEWI_162_90_030XA_en.pdf
171060 | HEWI Mounting key SW9 and SW11 | Mounting key SW9 (A/F 9) and SW11 (A/F 11) - for fastening the washbasin fittings Article no.: HEWI 171060 | https://catalog.hewi.com/en/p/171060 | https://catalog.hewi.com/storage/downloads/HEWI_171060_en.pdf
171061 | HEWI Grit strainer | Grit strainer - for electronic washbasin fittings Article no.: HEWI 171061 | https://catalog.hewi.com/en/p/171061 | https://catalog.hewi.com/storage/downloads/HEWI_171061_en.pdf
18565 | HEWI Retaining element | Anti-theft feature for toilet roll - for toilet roll holder 477.21.150 - anti-theft protection due to concealed fitting - made of high-quality polyamide according to HEWI colour chart Article no.: HEWI 18565 | https://catalog.hewi.com/en/p/18565 | https://catalog.hewi.com/storage/downloads/HEWI_18565_en.pdf
200266 | Hilti HIT-HY 270 Injection mortar | Hilti HIT-HY 270 Injection mortar For supplementing the fixing on walls made of: ­ National technical approval number: ETA-13/1036 - solid brick - perforated calcium silicate block - hollow concrete block - vertically perforated brick - hollow lightweight concrete block - lightweight aggregate concrete with open structure Without technical approval - autoclaved aerated concrete (>P2) - for supplementing the fixing of stationary support rails and hinged support rails, hinged seats, shower spray guards and backrest rails - to be provided for the HEWI fixing materials BM11.2, BM11.3, BM11.3M, BM18.2, BM18.3, BM18.3M, BM21.4, BM28.4, BM41.6, BM48.6, 36359, 63055 - incl. 2 perforated block mixers - contents: 330 ml Article no.: HEWI 200266 | https://catalog.hewi.com/en/p/200266 | https://catalog.hewi.com/storage/downloads/HEWI_200266_en.pdf
200311 | Hilti HIT-HY 200A Injection mortar | Injection mortar HIT-HY 200-A Hilti - for supplementing the fixing on walls made of concrete (> C20/C25) - ­ National technical approval number: ETA-11/0493 - for supplementing the fixing of stationary support and hinged support rails, hinged seats and shower spray guards - to be provided for the HEWI fixing materials BM17.2, BM17.3, BM17.4, BM17.3M, BM27.4 - incl. 2 perforated block mixers - contents: 330 ml Article no.: HEWI 200311 | https://catalog.hewi.com/en/p/200311 | https://catalog.hewi.com/storage/downloads/HEWI_200311_en.pdf
21755 | HEWI Plate glass mirror with rigging | Plate glass mirror with rigging - for unlit tilting mirrors 801.01.100, 801.01.200, 801.01.500, 802.01.100... and 802.01.200... - 600 mm wide, 540 mm high and 6 mm thick - with polished edges - Crystal glass mirror Article no.: HEWI 21755 | https://catalog.hewi.com/en/p/21755 | https://catalog.hewi.com/storage/downloads/HEWI_21755_en.pdf
25244 | HEWI Rotating handle with cord | Rotating handle with cord for adjustable mirror - for adjustable mirror 801.01...100, 801.01..4.. and 801.01.200 - for adjusting the inclination of the adjustable mirror - incl. HEWI fixing materials - made of high-quality polyamide according to HEWI colour chart Article no.: HEWI 25244 | https://catalog.hewi.com/en/p/25244 | https://catalog.hewi.com/storage/downloads/HEWI_25244_en.pdf
28846 | HEWI Compensating washer | Shim - for rail system 801 (steel core) - to compensate for a misaligned flow - Diameter 33mm, 11.5mm high - the longer screw M8 x 35mm is required for extension of the 90° bend, item number 99.101063, please order separately - the longer screw M8x80mm is required for extension of the support, item number 99.100659, please order separately - Made of high-quality polyamide in all HEWI colours Article no.: HEWI 28846 | https://catalog.hewi.com/en/p/28846 | https://catalog.hewi.com/storage/downloads/HEWI_28846_en.pdf
33.1700 | HEWI Double hook for cloakroom rails | Double hook for cloakroom rails - made of polyamide, movable, suitable for HEWI rails, diameter 33 mm. Recommended minimum spacing 150 mm. - available according to HEWI colour chart Article no.: HEWI 33.1700 | https://catalog.hewi.com/en/p/331700 | https://catalog.hewi.com/storage/downloads/HEWI_33_1700_en.pdf
33.1770A | HEWI Pictogram-set | Pictogram sheet - multicolored, for picto-frame ...P8, ...PB8, 36 x 36 mm, 25 different designs per series, not self-adhesive, set nature Article no.: HEWI 33.1770A | https://catalog.hewi.com/en/p/331770A | https://catalog.hewi.com/storage/downloads/HEWI_33_1770A_en.pdf
33.1770B | HEWI Pictogram-set | Pictogram sheet - multicolored, for picto-frame ...P8, ...PB8, 36 x 36 mm, 25 different designs per series, not self-adhesive, set vehicles and toys Article no.: HEWI 33.1770B | https://catalog.hewi.com/en/p/331770B | https://catalog.hewi.com/storage/downloads/HEWI_33_1770B_en.pdf
33.1770D | HEWI Pictogram-set | Pictogram sheet - multicolored, for picto-frame ...P8, ...PB8, 36 x 36 mm, 25 different designs per series, not self-adhesive, set animals Article no.: HEWI 33.1770D | https://catalog.hewi.com/en/p/331770D | https://catalog.hewi.com/storage/downloads/HEWI_33_1770D_en.pdf
33.1770E | HEWI Pictogram-set | Pictogram sheet - for picto-frame ...P8, ...PB8, 36 x 36 mm, 25 different designs per series, not self-adhesive, blank white version for self-labelling or painting Article no.: HEWI 33.1770E | https://catalog.hewi.com/en/p/331770E | https://catalog.hewi.com/storage/downloads/HEWI_33_1770E_en.pdf
33.1771A | HEWI Pictogram-set | Pictogram sheet - multicolored, for double hook with picto-frame 6HP and 801.90.031, 60 x 41 mm, 25 different designs per series, self-adhesive, eat and drink series Article no.: HEWI 33.1771A | https://catalog.hewi.com/en/p/331771A | https://catalog.hewi.com/storage/downloads/HEWI_33_1771A_en.pdf
33.1771B | HEWI Pictogram-set | Pictogram sheet - multicolored, for double hook with picto-frame 6HP and 801.90.031, 60 x 41 mm, 25 different designs per series, self-adhesive, vehicles series Article no.: HEWI 33.1771B | https://catalog.hewi.com/en/p/331771B | https://catalog.hewi.com/storage/downloads/HEWI_33_1771B_en.pdf
33.1771D | HEWI Pictogram-set | Pictogram sheet - multicolored, for double hook with picto-frame 6HP and 801.90.031, 60 x 41 mm, 25 different designs per series, self-adhesive, animals series Article no.: HEWI 33.1771D | https://catalog.hewi.com/en/p/331771D | https://catalog.hewi.com/storage/downloads/HEWI_33_1771D_en.pdf
33.1771E | HEWI Pictogram-set | Pictogram sheet - for double hook with picto-frame 6HP and 801.90.031, 60 x 41 mm, 25 different designs per series, self-adhesive, blank white version for self-labelling or painting Article no.: HEWI 33.1771E | https://catalog.hewi.com/en/p/331771E | https://catalog.hewi.com/storage/downloads/HEWI_33_1771E_en.pdf
33.1772A | HEWI Pictogram-set | Pictogram sheet - multicolored, e. g. for tumbler diameter 40 mm, 25 different designs per series, self-adhesive, eat and drink series Article no.: HEWI 33.1772A | https://catalog.hewi.com/en/p/331772A | https://catalog.hewi.com/storage/downloads/HEWI_33_1772A_en.pdf
33.1772B | HEWI Pictogram-set | Pictogram sheet - multicolored, e. g. tumbler diameter 40 mm, 25 different designs per series, self-adhesive, vehicles series Article no.: HEWI 33.1772B | https://catalog.hewi.com/en/p/331772B | https://catalog.hewi.com/storage/downloads/HEWI_33_1772B_en.pdf
33.1772D | HEWI Pictogram-set | Pictogram sheet - multicolored, e. g. for tumbler diameter 40 mm, 25 different designs per series, self-adhesive, animals series Article no.: HEWI 33.1772D | https://catalog.hewi.com/en/p/331772D | https://catalog.hewi.com/storage/downloads/HEWI_33_1772D_en.pdf
33.1772E | HEWI Pictogram-set | Pictogram sheet - e. g. for tumbler diameter 40 mm, 25 different designs per series, self-adhesive, blank white version for self-labelling or painting Article no.: HEWI 33.1772E | https://catalog.hewi.com/en/p/331772E | https://catalog.hewi.com/storage/downloads/HEWI_33_1772E_en.pdf
33.7010 | HEWI Cloakroom Rail | Cloakroom rail - diameter 33 mm, without hooks, a=variable - cloakroom rail for coat hangers or sliding hooks - made of rail system diameter 33 mm - polyamide tube with corrosion-resistant steel core - centre-to-centre a = 267 mm - 2137 mm - additional support required for lengths above 1050 mm - fixing with roses, diameter 70 mm - please specify other fixing types when ordering - supplied without screws and plugs - made of high-quality polyamide according to HEWI colour chart Article no.: HEWI 33.7010 | https://catalog.hewi.com/en/p/337010 | https://catalog.hewi.com/storage/downloads/HEWI_33_7010_en.pdf
33.7010.6H | HEWI Cloakroom Rail | Cloakroom rail - with hook 33.7010.6H - cloakroom rail made of rail system diameter 33 mm - polyamide tube with corrosion-resistant steel core - with fixed double hooks, version 6H facing the rear - fixing with roses, diameter 70 mm - centre-to-centre a min. 450 mm with 2 double hooks - longer version possible, in 150 mm increments - with the GS symbol for tested safety - supplied without screws and plugs - made of high-quality polyamide according to HEWI colour chart Article no.: HEWI 33.7010.6H | https://catalog.hewi.com/en/p/3370106H | https://catalog.hewi.com/storage/downloads/HEWI_33_7010_6H_en.pdf
33.7010.6V | HEWI Cloakroom Rail | Cloakroom rail - with hook 33.7010.6V - cloakroom rail made of rail system diameter 33 mm - polyamide tube with corrosion-resistant steel core - with fixed double hook version 6V, facing the front - fixing with roses, diameter 70 mm - centre-to-centre a min. 450 mm with 2 double hooks - longer version possible, in 150 mm increments - supplied without screws and plugs - made of high-quality polyamide according to HEWI colour chart Article no.: HEWI 33.7010.6V | https://catalog.hewi.com/en/p/3370106V | https://catalog.hewi.com/storage/downloads/HEWI_33_7010_6V_en.pdf
33.7010.7H | HEWI Cloakroom Rail | Cloakroom rail - with hook 33.7010.7H - cloakroom rail made of rail system diameter 33 mm - polyamide tube with corrosion-resistant steel core - with fixed double hooks, version 7H facing the rear - fixing with roses, diameter 70 mm - centre-to-centre a min. 450 mm with 2 double hooks - longer version possible, in 150 mm increments - with the GS symbol for tested safety - supplied without screws and plugs - made of high-quality polyamide according to HEWI colour chart Article no.: HEWI 33.7010.7H | https://catalog.hewi.com/en/p/3370107H | https://catalog.hewi.com/storage/downloads/HEWI_33_7010_7H_en.pdf
33.7010.7V | HEWI Cloakroom Rail | Cloakroom rail - with hook 33.7010.7V - cloakroom rail made of rail system diameter 33 mm - polyamide tube with corrosion-resistant steel core - with fixed double hook version 7V, facing the front - fixing with roses, diameter 70 mm - centre-to-centre a min. 450 mm with 2 double hooks - longer version possible, in 150 mm increments - supplied without screws and plugs - made of high-quality polyamide according to HEWI colour chart Article no.: HEWI 33.7010.7V | https://catalog.hewi.com/en/p/3370107V | https://catalog.hewi.com/storage/downloads/HEWI_33_7010_7V_en.pdf
33.7030 | HEWI Cloakroom Rail | Cloakroom rail - diameter 33 mm, variable L-dimension - cloakroom rail for coat hangers or sliding hooks, made of rail system diameter 33 mm - polyamide tube with corrosion-resistant steel core - clear wall dimension L = ...... mm - fixing with roses, diameter 70 mm - from 1500 mm ceiling support required - supplied without screws and plugs - made of high-quality polyamide according to HEWI colour chart Article no.: HEWI 33.7030 | https://catalog.hewi.com/en/p/337030 | https://catalog.hewi.com/storage/downloads/HEWI_33_7030_en.pdf
33.7100A | HEWI Ceiling support | Ceiling support - diameter 33 mm, bend assembly - ceiling support made of rail system diameter 33 mm - polyamide tube with corrosion-resistant steel core - length L = .... mm - prepared for installation in 90° bend - fixing with rose diameter 70 mm - supplied without screws and plugs - made of high-quality polyamide according to HEWI colour chart Article no.: HEWI 33.7100A | https://catalog.hewi.com/en/p/337100A | https://catalog.hewi.com/storage/downloads/HEWI_33_7100A_en.pdf
33.7100B | HEWI Ceiling support | Ceiling support - diameter 33 mm, rail assembly - ceiling support made of rail system diameter 33 mm - polyamide tube with corrosion-resistant steel core - length L = .... mm - prepared for installation on straight rail - fixing with rose diameter 70 mm - supplied without screws and plugs - made of high-quality polyamide according to HEWI colour chart Article no.: HEWI 33.7100B | https://catalog.hewi.com/en/p/337100B | https://catalog.hewi.com/storage/downloads/HEWI_33_7100B_en.pdf
33.7300.PB8 | HEWI Rail with hooks, for children | Cloakroom rail - corner version - cloakroom and towel rail made of rail system diameter 33 mm - polyamide tube with corrosion-resistant steel core and 90° corner bend - with picto-Frame PB8 made of polyamide at 150 mm spacing - with frame 36 x 36 for pictograms - with tumbler and rotatable triple hook - including fixing with roses, diameter 70 mm - with the GS symbol for tested safety - length W1 = .... mm, length W2 = .... mm - number of pictogram holders ............. pcs. pcs. - for individualisation, additional HEWI pictogram sheets available as blank version for labelling 33.1770E or with motifs 33.1770A, 33.1770B, 33.1770B or 33.1770D - supplied without screws and plugs - made of high-quality polyamide according to HEWI colour chart Article no.: HEWI 33.7300.PB8 | https://catalog.hewi.com/en/p/337300PB8 | https://catalog.hewi.com/storage/downloads/HEWI_33_7300_PB8_en.pdf
33.7310.6HP | HEWI Rail with hooks, for children | Cloakroom rail - with hook 33.7310.6HP - cloakroom rail made of rail system diameter 33 mm - polyamide tube with corrosion-resistant steel core - with fixed double hook version 6HP, at 150 mm spacing - with plate 60 x 41 for pictograms - fixing with roses, diameter 70 mm - centre-to-centre a min. 450 mm with 2 double hooks - longer version possible, in 150 mm increments - for individualisation, additional HEWI pictogram sheets available as blank version for labelling 33.1772E or with motifs 33.1772A, 33.1772B, 33.1772B or 33.1772D - supplied without screws and plugs - made of high-quality polyamide according to HEWI colour chart Article no.: HEWI 33.7310.6HP | https://catalog.hewi.com/en/p/3373106HP | https://catalog.hewi.com/storage/downloads/HEWI_33_7310_6HP_en.pdf
33.7310.P8 | HEWI Rail with hooks, for children | Cloakroom rail - straight version - cloakroom and towel rail made of rail system diameter 33 mm - polyamide tube with corrosion-resistant steel core - with picto-frame PB8 made of polyamide at 150 mm spacing - with frame 36 x 36 for pictograms, with rotatable triple hook - fixing with roses, diameter 70 mm - centre-to-centre a min. 326 mm with 2 picto hooks - longer version possible, in 150 mm increments - for individualisation, additional HEWI pictogram sheets available as blank version for labelling 33.1770E or with motifs 33.1770A, 33.1770B, 33.1770B or 33.1770D - supplied without screws and plugs - made of high-quality polyamide according to HEWI colour chart Article no.: HEWI 33.7310.P8 | https://catalog.hewi.com/en/p/337310P8 | https://catalog.hewi.com/storage/downloads/HEWI_33_7310_P8_en.pdf
33.7310.PB8 | HEWI Towel rack, for children | Cloakroom rail - straight version - cloakroom and towel rail made of rail system diameter 33 mm - polyamide tube with corrosion-resistant steel core - with picto-frame PB8 made of polyamide at 150 mm spacing - with frame 36 x 36 for pictograms - with tumbler and rotatable triple hook - fixing with roses, diameter 70 mm - centre-to-centre ........ mm - number of pictogram holders ............. pcs. pcs. - for individualisation, additional HEWI pictogram sheets available as blank version for labelling 33.1770E or with motifs 33.1770A, 33.1770B, 33.1770B or 33.1770D - supplied without screws and plugs - made of high-quality polyamide according to HEWI colour chart Article no.: HEWI 33.7310.PB8 | https://catalog.hewi.com/en/p/337310PB8 | https://catalog.hewi.com/storage/downloads/HEWI_33_7310_PB8_en.pdf
33.7410.PB8 | HEWI Towel rack, for children | Cloakroom rail - straight version - cloakroom and towel rail made of rail system diameter 33 mm - polyamide tube with corrosion-resistant steel core - with picto-frame PB8 made of polyamide at 200 mm spacing - with frame 36 x 36 for pictograms - with tumbler and rotatable triple hook - fixing with roses, diameter 70 mm - centre-to-centre ........ mm - number of pictogram holders ............. pcs. pcs. - for individualisation, additional HEWI pictogram sheets available as blank version for labelling 33.1770E or with motifs 33.1770A, 33.1770B, 33.1770B or 33.1770D - supplied without screws and plugs - made of high-quality polyamide according to HEWI colour chart Article no.: HEWI 33.7410.PB8 | https://catalog.hewi.com/en/p/337410PB8 | https://catalog.hewi.com/storage/downloads/HEWI_33_7410_PB8_en.pdf
36357 | HEWI Cover kit | Cover kit with fixing - for Range 801 / 805 Classic stationary support and hinged supports rails - for Range 801 / 805 Classic shower spray guards For fixing in lightweight walls with integrated steel plates (e. g. studs or prewall installation) Consisting of: - 2 stainless steel screws - 2 caps made of high-quality polyamide in HEWI colour 99 (pure white) - 2 bases made of high-quality black polyamide Article no.: HEWI 36357 | https://catalog.hewi.com/en/p/36357 | https://catalog.hewi.com/storage/downloads/HEWI_36357_en.pdf
36358 | HEWI Cover kit | Cover kit with fixing - for Range 801 / 805 Classic stationary support and hinged supports rails - for Range 801 / 805 Classic shower spray guards For installation on lightweight walls you will need a rear lining, e.g. laminated timber boards, with waterproof bonding >20 mm thick. 30 mm thickness required, for example, Support stand or wall installation) Consisting of: - 2 stainless steel screws - 2 stainless steel Rampa sleeves - 2 caps made of high-quality polyamide in HEWI colour 99 (pure white) - 2 bases made of high-quality black polyamide Article no.: HEWI 36358 | https://catalog.hewi.com/en/p/36358 | https://catalog.hewi.com/storage/downloads/HEWI_36358_en.pdf
36359 | HEWI Cover kit | Cover kit with fixing - for Range 801 / 805 Classic stationary support and hinged supports rails - for Range 801 / 805 Classic shower spray guards For fixing on walls made of autoclaved aerated concrete (> P2) Consisting of: - 2 stainless steel screws - 2 anchor sleeves - 2 mesh sleeves, diameter 22 mm - 2 caps made of high-quality polyamide in HEWI colour 99 (pure white) - 2 bases made of high-quality black polyamide To be provided additionally: Injection mortar (HEWI order No.: 200266) or to be provided on site: Hilti HIT-HY 270 injection mortar Market standard undercut drill 22/100 Article no.: HEWI 36359 | https://catalog.hewi.com/en/p/36359 | https://catalog.hewi.com/storage/downloads/HEWI_36359_en.pdf
39006 | HEWI Masking cap | Masking cap - for hinged support rails 801.50... and hinged seats 801.51... - two caps to cover the fixing points - diameter 23 mm - made of high-quality polyamide according to HEWI colour chart - supplied in pairs Article no.: HEWI 39006 | https://catalog.hewi.com/en/p/39006 | https://catalog.hewi.com/storage/downloads/HEWI_39006_en.pdf
40.1710 | HEWI Hook for cloakroom rails | Cloakroom hook - made of polyamide, movable, suitable for HEWI rails, diameter 33 mm. Recommended minimum spacing 75 mm. - available according to HEWI colour chart Article no.: HEWI 40.1710 | https://catalog.hewi.com/en/p/401710 | https://catalog.hewi.com/storage/downloads/HEWI_40_1710_en.pdf
41382 | HEWI Tumbler | Toothbrush tumbler - for cloakroom rail 33...PB8 with picto frame Article no.: HEWI 41382 | https://catalog.hewi.com/en/p/41382 | https://catalog.hewi.com/storage/downloads/HEWI_41382_en.pdf
41939 | HEWI Extension piece | Shim element - for mirror clip 477.01.100 and plate glass mirror 801.01.300 - 5 mm thick, to level out uneven tile surfaces - if necessary, several shim elements can be glued together - made of high-quality polyamide according to HEWI colour chart Article no.: HEWI 41939 | https://catalog.hewi.com/en/p/41939 | https://catalog.hewi.com/storage/downloads/HEWI_41939_en.pdf
42527 | HEWI Key | Pin lock key - made of high-quality polyamide in HEWI colour 33 (ruby red) - to unlock the anti-theft device of the toilet roll holder 477.21.150 Article no.: HEWI 42527 | https://catalog.hewi.com/en/p/42527 | https://catalog.hewi.com/storage/downloads/HEWI_42527_en.pdf
4471 | HEWI End cap | End cap - for toilet roll holder 477.21.100 - cap to cover the end bend - diameter 21 mm - made of high-quality polyamide according to HEWI colour chart Article no.: HEWI 4471 | https://catalog.hewi.com/en/p/4471 | https://catalog.hewi.com/storage/downloads/HEWI_4471_en.pdf
477.00.100 | HEWI Holder | Range 477 Holder, small - ring-shaped wall-mounted bracket - serves as holder for tumblers or soap dish inserts - 97 mm wide, 25 mm high and 100 mm deep, insert opening 74 mm in diameter - made of high-quality polyamide according to HEWI colour chart Article no.: HEWI 477.00.100 | https://catalog.hewi.com/en/p/47700100 | https://catalog.hewi.com/storage/downloads/HEWI_477_00_100_en.pdf
477.00.200 | HEWI Holder | Range 477 Holder, large - ring-shaped wall-mounted bracket - serves as holder for large soap dish and storage basket insert - 141 mm wide, 25 mm high and 140 mm deep, insert opening 115 mm in diameter - made of high-quality polyamide according to HEWI colour chart Article no.: HEWI 477.00.200 | https://catalog.hewi.com/en/p/47700200 | https://catalog.hewi.com/storage/downloads/HEWI_477_00_200_en.pdf
477.00B100 | HEWI Holder | Range 477 Holder, small - ring-shaped wall-mounted bracket - serves as holder for tumblers or soap dish inserts - 97 mm wide, 25 mm high and 100 mm deep, insert opening 74 mm in diameter - made of high-quality matt polyamide in HEWI colours 99 (pure white), 98 (signal white), 97 (light grey), 95 (stone grey), 92 (anthracite grey), 55 (aqua blue) and 36 (coral) Article no.: HEWI 477.00B100 | https://catalog.hewi.com/en/p/47700B100 | https://catalog.hewi.com/storage/downloads/HEWI_477_00B100_en.pdf
477.00B200 | HEWI Holder | Range 477 Holder, large - ring-shaped wall-mounted bracket - serves as holder for large soap dish and storage basket insert - 141 mm wide, 25 mm high and 140 mm deep, insert opening 115 mm in diameter - made of high-quality matt polyamide in HEWI colours 99 (pure white), 98 (signal white), 97 (light grey), 95 (stone grey), 92 (anthracite grey), 55 (aqua blue) and 36 (coral) Article no.: HEWI 477.00B200 | https://catalog.hewi.com/en/p/47700B200 | https://catalog.hewi.com/storage/downloads/HEWI_477_00B200_en.pdf
477.00D100 | HEWI active+ Holder | Range 477 Holder, small - ring-shaped wall-mounted bracket - serves as holder for tumblers or soap dish inserts - 97 mm wide, 25 mm high and 100 mm deep, insert opening 74 mm in diameter - made of high-quality polyamide in HEWI colour 98 (signal white), with active antimicrobial microsilver Article no.: HEWI 477.00D100 | https://catalog.hewi.com/en/p/47700D100 | https://catalog.hewi.com/storage/downloads/HEWI_477_00D100_en.pdf
477.01.010 | HEWI Plate glass mirror | Range 477 Plate glass mirror, small - rectangular plate glass mirror with polished edges - can be held by four mirror clips (477.01.100) - 600 mm wide, 390 mm high and 6 mm thick Article no.: HEWI 477.01.010 | https://catalog.hewi.com/en/p/47701010 | https://catalog.hewi.com/storage/downloads/HEWI_477_01_010_en.pdf
477.01.020 | HEWI Plate glass mirror | Range 477 Plate glass mirror, large - rectangular, almost square-shaped mirror with polished edges - can be held by four mirror clips (477.01.100) - 600 mm wide, 540 mm high and 6 mm thick Article no.: HEWI 477.01.020 | https://catalog.hewi.com/en/p/47701020 | https://catalog.hewi.com/storage/downloads/HEWI_477_01_020_en.pdf
477.01.100 | HEWI Mirror clip | Range 477 Mirror clip - flat mirror clip - used to hold mirrors 6 mm thick - anti-theft protection through concealed screw fixing - 30 mm wide, 60 mm high and 18 mm deep - made of high-quality polyamide according to HEWI colour chart - supplied in pairs Article no.: HEWI 477.01.100 | https://catalog.hewi.com/en/p/47701100 | https://catalog.hewi.com/storage/downloads/HEWI_477_01_100_en.pdf
477.01B100 | HEWI Mirror clip | Range 477 Mirror clip - flat mirror clip - used to hold mirrors 6 mm thick - anti-theft protection through concealed screw fixing - 30 mm wide, 60 mm high and 18 mm deep - made of high-quality matt polyamide in HEWI colours 99 (pure white), 98 (signal white), 97 (light grey), 95 (stone grey), 92 (anthracite grey), 55 (aqua blue) and 36 (coral) - supplied in pairs Article no.: HEWI 477.01B100 | https://catalog.hewi.com/en/p/47701B100 | https://catalog.hewi.com/storage/downloads/HEWI_477_01B100_en.pdf
477.02.01005 | HEWI Soap dish insert | Range 477 Small soap dish insert - round soap dish insert made of glass with star-shaped nodules - suitable as insert for small holder (477.00.100) - 25 mm high and 74 mm diameter - made of glass opaque white Article no.: HEWI 477.02.01005 | https://catalog.hewi.com/en/p/4770201005 | https://catalog.hewi.com/storage/downloads/HEWI_477_02_01005_en.pdf
477.02.02005 | HEWI Soap dish insert | Range 477 Soap dish insert, large - round soap dish insert made of glass with star-shaped nodules - suitable as insert for large holder (477.00.200) - 27 mm high and 115 mm diameter - made of glass opaque white Article no.: HEWI 477.02.02005 | https://catalog.hewi.com/en/p/4770202005 | https://catalog.hewi.com/storage/downloads/HEWI_477_02_02005_en.pdf
477.02.100 | HEWI Soap dish | Range 477 Soap dish, small - Soap dish with knobs, push-button facilitated release - anti-theft locking system - 97 mm wide, 25 mm high and 100 mm deep - made of high-quality polyamide according to HEWI colour chart Article no.: HEWI 477.02.100 | https://catalog.hewi.com/en/p/47702100 | https://catalog.hewi.com/storage/downloads/HEWI_477_02_100_en.pdf
477.02.200 | HEWI Soap dish | Range 477 Soap dish, large - Soap dish with knobs, push-button facilitated release - anti-theft locking system - 120 mm wide, 25 mm high and 120 mm deep - made of high-quality polyamide according to HEWI colour chart Article no.: HEWI 477.02.200 | https://catalog.hewi.com/en/p/47702200 | https://catalog.hewi.com/storage/downloads/HEWI_477_02_200_en.pdf
477.02B100 | HEWI Soap dish | Range 477 Soap dish, small - Soap dish with knobs, push-button facilitated release - anti-theft locking system - 97 mm wide, 25 mm high and 100 mm deep - made of high-quality matt polyamide in HEWI colours 99 (pure white), 98 (signal white), 97 (light grey), 95 (stone grey), 92 (anthracite grey), 55 (aqua blue) and 36 (coral) Article no.: HEWI 477.02B100 | https://catalog.hewi.com/en/p/47702B100 | https://catalog.hewi.com/storage/downloads/HEWI_477_02B100_en.pdf
477.02B200 | HEWI Soap dish | Range 477 Soap dish, large - Soap dish with knobs, push-button facilitated release - anti-theft locking system - 120 mm wide, 25 mm high and 120 mm deep - made of high-quality matt polyamide in HEWI colours 99 (pure white), 98 (signal white), 97 (light grey), 95 (stone grey), 92 (anthracite grey), 55 (aqua blue) and 36 (coral) Article no.: HEWI 477.02B200 | https://catalog.hewi.com/en/p/47702B200 | https://catalog.hewi.com/storage/downloads/HEWI_477_02B200_en.pdf
477.02D100 | HEWI active+ soap dish | Range 477 Soap dish, small - soap dish with burlsdue to push-button facilitated release - anti-theft locking system - 97 mm wide, 25 mm high and 100 mm deep - made of high-quality polyamide in HEWI colour 98 (signal white), with active antimicrobial microsilver Article no.: HEWI 477.02D100 | https://catalog.hewi.com/en/p/47702D100 | https://catalog.hewi.com/storage/downloads/HEWI_477_02D100_en.pdf
477.03.100 | HEWI Shelf | Range 477 Shelf - shelf with all-round edge - anti-theft locking system - 600 mm wide, 26 mm high and 140 mm deep - made of high-quality polyamide in HEWI colours 24 (orange), 33 (ruby red), 55 (aqua blue), 74 (apple green), 84 (umber), 86 (sand), 95 (stone grey), 97 (light grey), 98 (signal white), 99 (pure white) - including non-corrosive HEWI fixing material. Article no.: HEWI 477.03.100 | https://catalog.hewi.com/en/p/47703100 | https://catalog.hewi.com/storage/downloads/HEWI_477_03_100_en.pdf
477.03.10005 | HEWI Shelf | Range 477 Shelf with plate glass - plate glass shelf tightly fitted in all-round edgedue to push-button facilitated release - anti-theft locking system - 600 mm wide, 28 mm high and 140 mm deep, plate glass 572 mm wide - made of high-quality polyamide according to HEWI colour chart - plate glass shelf available in opaquet white - including non-corrosive HEWI fixing material Article no.: HEWI 477.03.10005 | https://catalog.hewi.com/en/p/4770310005 | https://catalog.hewi.com/storage/downloads/HEWI_477_03_10005_en.pdf
477.03.300 | HEWI Storage dish | Range 477 Storage dish - elongated dish with flat bottom and two drain holes - wall-mounted with wall bracket, removable - 250 mm wide, 35 mm high and 115 mm deep - made of high-quality polyamide according to HEWI colour chart Article no.: HEWI 477.03.300 | https://catalog.hewi.com/en/p/47703300 | https://catalog.hewi.com/storage/downloads/HEWI_477_03_300_en.pdf
477.03.500 | HEWI Shelf bracket | Range 477 Shelf bracket - Bracket with 4 slots - serves to accommodate 8 mm plate glass 115 mm deep - with three inserts for unused slots - diameter 30 mm - made of high-quality polyamide according to HEWI colour chart - supplied in pairs Article no.: HEWI 477.03.500 | https://catalog.hewi.com/en/p/47703500 | https://catalog.hewi.com/storage/downloads/HEWI_477_03_500_en.pdf
477.03.510 | HEWI Shelf bracket | Range 477 Shelf bracket - Bracket with 4 slots - serves to accommodate 8 mm plate glass 115 mm deep - with three inserts for unused slots - diameter 30 mm - made of high-quality polyamide according to HEWI colour chart - supplied in pairs Article no.: HEWI 477.03.510 | https://catalog.hewi.com/en/p/47703510 | https://catalog.hewi.com/storage/downloads/HEWI_477_03_510_en.pdf
477.03.524 | HEWI Plate glass | Range 477 Crystal glass shelf - plate glass made of clear glass for insertion into the holder 477.03.500 or 477.03.510 - with polished edges - 197 mm wide, 8 mm thick and 116 mm deep Article no.: HEWI 477.03.524 | https://catalog.hewi.com/en/p/47703524 | https://catalog.hewi.com/storage/downloads/HEWI_477_03_524_en.pdf
477.03.533 | HEWI Plate glass | Range 477 Glass glass shelf - plate glass made of clear glass for insertion into the holder 477.03.500 or 477.03.510 - with polished edges - 287 mm wide, 8 mm thick and 116 mm deep Article no.: HEWI 477.03.533 | https://catalog.hewi.com/en/p/47703533 | https://catalog.hewi.com/storage/downloads/HEWI_477_03_533_en.pdf
477.03.545 | HEWI Plate glass | Range 477 Glass glass shelf - plate glass made of clear glass for insertion into the holder 477.03.500, 477.03.510 - with polished edges - 407 mm wide, 8 mm thick and 116 mm deep Article no.: HEWI 477.03.545 | https://catalog.hewi.com/en/p/47703545 | https://catalog.hewi.com/storage/downloads/HEWI_477_03_545_en.pdf
477.03.560 | HEWI Plate glass | Range 477 Glass glass shelf - plate glass made of clear glass for insertion into the holder 477.03.500 or 477.03.510 - with polished edges - 557 mm wide, 8 mm thick and 116 mm deep Article no.: HEWI 477.03.560 | https://catalog.hewi.com/en/p/47703560 | https://catalog.hewi.com/storage/downloads/HEWI_477_03_560_en.pdf
477.03B100 | HEWI Shelf | Range 477 Shelf - shelf with all-round edge - anti-theft locking system - 600 mm wide, 26 mm high and 140 mm deep - made of high-quality matt polyamide in HEWI colours 99 (pure white), 98 (signal white), 97 (light grey) and 95 (stone grey) - including non-corrosive HEWI fixing material. Article no.: HEWI 477.03B100 | https://catalog.hewi.com/en/p/47703B100 | https://catalog.hewi.com/storage/downloads/HEWI_477_03B100_en.pdf
477.03B10005 | HEWI Shelf | Range 477 Shelf with plate glass - plate glass shelf tightly fitted in all-round edgedue to push-button facilitated release - anti-theft locking system - 600 mm wide, 28 mm high and 140 mm deep, plate glass 572 mm wide - made of high-quality matt polyamide in HEWI colours 99 (pure white), 98 (signal white), 97 (light grey), 95 (stone grey) and 92 (anthracite grey) - plate glass shelf available in opaquet white - including non-corrosive HEWI fixing material Article no.: HEWI 477.03B10005 | https://catalog.hewi.com/en/p/47703B10005 | https://catalog.hewi.com/storage/downloads/HEWI_477_03B10005_en.pdf
477.03B300 | HEWI Storage dish | Range 477 Storage dish - elongated dish with flat bottom and two drain holes - wall-mounted with wall bracket, removable - 250 mm wide, 35 mm high and 115 mm deep - made of high-quality matt polyamide in HEWI colours 99 (pure white), 98 (signal white), 97 (light grey), 95 (stone grey), 92 (anthracite grey), 55 (aqua blue) and 36 (coral) Article no.: HEWI 477.03B300 | https://catalog.hewi.com/en/p/47703B300 | https://catalog.hewi.com/storage/downloads/HEWI_477_03B300_en.pdf
477.03B500 | HEWI Shelf bracket | Range 477 Shelf bracket - Bracket with 4 slots - serves to accommodate 8 mm plate glass 115 mm deep - with three inserts for unused slots - diameter 30 mm - made of high-quality matt polyamide in HEWI colours 99 (pure white), 98 (signal white), 97 (light grey), 95 (stone grey) and 92 (anthracite grey) - supplied in pairs Article no.: HEWI 477.03B500 | https://catalog.hewi.com/en/p/47703B500 | https://catalog.hewi.com/storage/downloads/HEWI_477_03B500_en.pdf
477.03B510 | HEWI Shelf bracket | Range 477 Shelf bracket - Bracket with 4 slots - serves to accommodate 8 mm plate glass 115 mm deep - with three inserts for unused slots - diameter 30 mm - made of high-quality matt polyamide in HEWI colours 99 (pure white), 98 (signal white), 97 (light grey), 95 (stone grey) and 92 (anthracite grey) - supplied in pairs Article no.: HEWI 477.03B510 | https://catalog.hewi.com/en/p/47703B510 | https://catalog.hewi.com/storage/downloads/HEWI_477_03B510_en.pdf
477.03D100 | HEWI active+ Shelf | Range 477 Shelf - shelf with all-round edge - anti-theft locking system - 600 mm wide, 26 mm high and 140 mm deep - including non-corrosive HEWI fixing material - made of high-quality polyamide in HEWI colour 98 (signal white), with active antimicrobial microsilver Article no.: HEWI 477.03D100 | https://catalog.hewi.com/en/p/47703D100 | https://catalog.hewi.com/storage/downloads/HEWI_477_03D100_en.pdf
477.04.020 | HEWI Tumbler with flat bottom | Range 477 Tumbler with flat bottom - round tumbler with flat bottom - free-standing and suitable as insert for the small holder (477.00.100) - 80 mm high and 74 mm diameter - made of high-quality polyamide according to HEWI colour chart Article no.: HEWI 477.04.020 | https://catalog.hewi.com/en/p/47704020 | https://catalog.hewi.com/storage/downloads/HEWI_477_04_020_en.pdf
477.04.02005 | HEWI Tumbler with flat bottom | Range 477 Tumbler with flat bottom - round tumbler with flat bottom - free-standing and suitable as insert for small holder (477.00.100) - 80 mm high and 74 mm diameter - made of opaque white glass Article no.: HEWI 477.04.02005 | https://catalog.hewi.com/en/p/4770402005 | https://catalog.hewi.com/storage/downloads/HEWI_477_04_02005_en.pdf
477.04B020 | HEWI Tumbler with flat bottom | Range 477 Tumbler with flat bottom - round tumbler with flat bottom - free-standing and suitable as insert for the small holder (477.00.100) - 80 mm high and 74 mm diameter - made of high-quality matt polyamide in HEWI colours 99 (pure white), 98 (signal white), 97 (light grey), 95 (stone grey), 92 (anthracite grey), 55 (aqua blue) and 36 (coral) Article no.: HEWI 477.04B020 | https://catalog.hewi.com/en/p/47704B020 | https://catalog.hewi.com/storage/downloads/HEWI_477_04B020_en.pdf
477.04D020 | HEWI active+ Tumbler with flat bottom | Range 477 Tumbler with flat bottom - round tumbler with flat bottom - free-standing and suitable as insert for small holder (477.00.100) - 80 mm high and 74 mm diameter - made of high-quality polyamide in HEWI colour 98 (signal white), with active antimicrobial microsilver Article no.: HEWI 477.04D020 | https://catalog.hewi.com/en/p/47704D020 | https://catalog.hewi.com/storage/downloads/HEWI_477_04D020_en.pdf
477.05.100 | HEWI Waste bin | Range 477 Waste bin - cylindrical container with hinged lid - removable waste container - lid is opened by applying slight pressure to container with the knee or hand - integrated compartment for standard hygienic bags - with self-adhesive label with instructions for knee operation - only suitable for wall mounting - capacity approx. 6 litres - 330 mm high and 210 mm deep and 180 mm in diameter - made of high-quality polyamide according to HEWI colour chart Article no.: HEWI 477.05.100 | https://catalog.hewi.com/en/p/47705100 | https://catalog.hewi.com/storage/downloads/HEWI_477_05_100_en.pdf
477.05.10198 | HEWI Hygiene waste bin | Range 477 Hygiene waste bin - rectangular shaped container with large radii and hinged lid - capacity approx. 6 l - concealed, integrated bag holder - removable waste container - lid is opened by applying slight pressure to container with the knee or hand - with adhesive label to explain operation by knee - only suitable for wall mounting - 310 mm high, 198 mm deep, 161 mm wide - body and wall mount made of high-gloss polyamide in HEWI colour 98 (signal white) - lid made of high-gloss polyamide in accordance with HEWI colour table - includes corrosion-free HEWI mounting materials Article no.: HEWI 477.05.10198 | https://catalog.hewi.com/en/p/4770510198 | https://catalog.hewi.com/storage/downloads/HEWI_477_05_10198_en.pdf
477.05.10199 | HEWI Hygiene waste bin | Range 477 Hygiene waste bin - rectangular shaped container with large radii and hinged lid - capacity approx. 6 l - concealed, integrated bag holder - removable waste container - lid is opened by applying slight pressure to container with the knee or hand - with adhesive label to explain operation by knee - only suitable for wall mounting - 310 mm high, 198 mm deep, 161 mm wide - Body and wall mount made of high-gloss polyamide in HEWI colour 99 (pure white) - lid made of high-gloss polyamide in accordance with HEWI colour table - includes corrosion-free HEWI mounting materials Article no.: HEWI 477.05.10199 | https://catalog.hewi.com/en/p/4770510199 | https://catalog.hewi.com/storage/downloads/HEWI_477_05_10199_en.pdf
477.05.10298 | HEWI Hygiene combination | Range 477 Hygiene combination - rectangular shaped container with large radii and hinged lid - capacity approx. 6 l - concealed, integrated bag holder - with an integrated holder for standard hygiene bags made of synthetic material. (max. package size L 130 x B 90 x H 20 mm) - removable waste container - lid is opened by applying slight pressure to container with the knee or hand - with adhesive label to explain operation by knee - only suitable for wall mounting - 310 mm high, 198 mm deep, 161 mm wide - body and wall mount made of high-gloss polyamide in HEWI colour 98 (signal white) - lid made of high-gloss polyamide in accordance with HEWI colour table - includes corrosion-free HEWI mounting materials Article no.: HEWI 477.05.10298 | https://catalog.hewi.com/en/p/4770510298 | https://catalog.hewi.com/storage/downloads/HEWI_477_05_10298_en.pdf
477.05.10299 | HEWI Hygiene combination | Range 477 Hygiene combination - rectangular shaped container with large radii and hinged lid - capacity approx. 6 l - concealed, integrated bag holder - with an integrated holder for standard hygiene bags made of synthetic material. (max. package size L 130 x B 90 x H 20 mm) - removable waste container - lid is opened by applying slight pressure to container with the knee or hand - with adhesive label to explain operation by knee - only suitable for wall mounting - 310 mm high, 198 mm deep, 161 mm wide - Body and wall mount made of high-gloss polyamide in HEWI colour 99 (pure white) - lid made of high-gloss polyamide in accordance with HEWI colour table - includes corrosion-free HEWI mounting materials Article no.: HEWI 477.05.10299 | https://catalog.hewi.com/en/p/4770510299 | https://catalog.hewi.com/storage/downloads/HEWI_477_05_10299_en.pdf
477.05.20011 | HEWI Paper towel basket | Range 477 Paper towel basket - rectangular container made of perforated sheet metal with polyamide top - serves as waste bin for used paper towels - removable top holds and covers waste bags - free-standing or wall-mounted - 305 mm wide, 515 mm high and 300 mm deep - perforated sheet metal, black - made of high-quality polyamide according to HEWI colour chart Article no.: HEWI 477.05.20011 | https://catalog.hewi.com/en/p/4770520011 | https://catalog.hewi.com/storage/downloads/HEWI_477_05_20011_en.pdf
477.05.20012 | HEWI Paper towel basket | Range 477 Paper towel basket - rectangular container made of perforated sheet metal with polyamide top - serves as waste bin for used paper towels - removable top holds and covers waste bags - free-standing or wall-mounted - 305 mm wide, 515 mm high and 300 mm deep - perforated sheet metal, white - made of high-quality polyamide according to HEWI colour chart Article no.: HEWI 477.05.20012 | https://catalog.hewi.com/en/p/4770520012 | https://catalog.hewi.com/storage/downloads/HEWI_477_05_20012_en.pdf
477.05.20198 | HEWI Wastepaper bin | Range 477 Wastepaper bin - rectangular shaped container with large radii - serves as waste bin for used paper towels - Capacity approx. 25 l - concealed, integrated bag holder - 281 mm wide, 505 mm high and 181 mm deep - For wall mounting - body made of high-gloss polyamide in HEWI colour 98 (signal white) - frame element / slot opening made of high-gloss polyamide according to HEWI colour chart - including corrosion-free HEWI fixing material Article no.: HEWI 477.05.20198 | https://catalog.hewi.com/en/p/4770520198 | https://catalog.hewi.com/storage/downloads/HEWI_477_05_20198_en.pdf
477.05.20199 | HEWI Wastepaper bin | Range 477 Wastepaper bin - rectangular shaped container with large radii - serves as waste bin for used paper towels - Capacity approx. 25 l - concealed, integrated bag holder - 281 mm wide, 505 mm high and 181 mm deep - For wall mounting - body made of high-gloss polyamide in HEWI colour 99 (pure white) - frame element / slot opening made of high-gloss polyamide according to HEWI colour chart - including corrosion-free HEWI fixing material Article no.: HEWI 477.05.20199 | https://catalog.hewi.com/en/p/4770520199 | https://catalog.hewi.com/storage/downloads/HEWI_477_05_20199_en.pdf
477.05.20298 | HEWI Wastepaper bin | Range 477 Wastepaper bin - rectangular shaped container with large radii - serves as waste bin for used paper towels - Capacity approx. 25 l - concealed, integrated bag holder - lid with lifting flap - 281 mm wide, 505 mm high and 181 mm deep - For wall mounting - Body and cover made of high-gloss polyamide in HEWI colour 98 (signal white) - Frame element made of high-gloss polyamide according to HEWI colour chart - including corrosion-free HEWI fixing material Article no.: HEWI 477.05.20298 | https://catalog.hewi.com/en/p/4770520298 | https://catalog.hewi.com/storage/downloads/HEWI_477_05_20298_en.pdf
477.05.20299 | HEWI Wastepaper bin | Range 477 Wastepaper bin - rectangular shaped container with large radii - serves as waste bin for used paper towels - Capacity approx. 25 l - concealed, integrated bag holder - lid with lifting flap - 281 mm wide, 505 mm high and 181 mm deep - For wall mounting - Body and cover made of high-gloss polyamide in HEWI colour 99 (pure white) - Frame element made of high-gloss polyamide according to HEWI colour chart - including corrosion-free HEWI fixing material Article no.: HEWI 477.05.20299 | https://catalog.hewi.com/en/p/4770520299 | https://catalog.hewi.com/storage/downloads/HEWI_477_05_20299_en.pdf
477.05.20398 | HEWI Wastepaper bin | Range 477 Wastepaper bin - rectangular shaped container with large radii - serves as waste bin for used paper towels - Capacity approx. 60 l - concealed, integrated bag holder - 341 mm wide, 655 mm high and 261 mm deep - for wall mounting and as a free-standing model - body made of high-gloss polyamide in HEWI colour 98 (signal white) - frame element / slot opening made of high-gloss polyamide according to HEWI colour chart - including corrosion-free HEWI fixing material Article no.: HEWI 477.05.20398 | https://catalog.hewi.com/en/p/4770520398 | https://catalog.hewi.com/storage/downloads/HEWI_477_05_20398_en.pdf
477.05.20399 | HEWI Wastepaper bin | Range 477 Wastepaper bin - rectangular shaped container with large radii - serves as waste bin for used paper towels - Capacity approx. 60 l - concealed, integrated bag holder - 341 mm wide, 655 mm high and 261 mm deep - for wall mounting and as a free-standing model - body made of high-gloss polyamide in HEWI colour 99 (pure white) - frame element / slot opening made of high-gloss polyamide according to HEWI colour chart - including corrosion-free HEWI fixing material Article no.: HEWI 477.05.20399 | https://catalog.hewi.com/en/p/4770520399 | https://catalog.hewi.com/storage/downloads/HEWI_477_05_20399_en.pdf
477.05.20498 | HEWI Hygiene waste bin | Range 477 Hygiene waste bin - rectangular shaped container with large radii - capacity approx. 6 l - concealed, integrated bag holder - lid with lifting flap - 161 mm wide, 310 mm high and 141 mm deep - For wall mounting - Body and cover made of high-gloss polyamide in HEWI colour 98 (signal white) - Frame element made of high-gloss polyamide according to HEWI colour chart - including corrosion-free HEWI fixing material Article no.: HEWI 477.05.20498 | https://catalog.hewi.com/en/p/4770520498 | https://catalog.hewi.com/storage/downloads/HEWI_477_05_20498_en.pdf
477.05.20499 | HEWI Hygiene waste bin | Range 477 Hygiene waste bin - rectangular shaped container with large radii - capacity approx. 6 l - concealed, integrated bag holder - lid with lifting flap - 161 mm wide, 310 mm high and 141 mm deep - For wall mounting - Body and cover made of high-gloss polyamide in HEWI colour 99 (pure white) - Frame element made of high-gloss polyamide according to HEWI colour chart - including corrosion-free HEWI fixing material Article no.: HEWI 477.05.20499 | https://catalog.hewi.com/en/p/4770520499 | https://catalog.hewi.com/storage/downloads/HEWI_477_05_20499_en.pdf
477.05.20598 | HEWI Hygiene combination | Range 477 Hygiene combination - rectangular shaped container with large radii - capacity approx. 6 l - concealed, integrated bag holder - with an integrated holder for standard hygiene bags made of synthetic material. (max. package size L 130 x B 90 x H 20 mm) - lid with lifting flap - 161 mm wide, 310 mm high and 141 mm deep - For wall mounting - Body and cover made of high-gloss polyamide in HEWI colour 98 (signal white) - Frame element made of high-gloss polyamide according to HEWI colour chart - including corrosion-free HEWI fixing material Article no.: HEWI 477.05.20598 | https://catalog.hewi.com/en/p/4770520598 | https://catalog.hewi.com/storage/downloads/HEWI_477_05_20598_en.pdf
477.05.20599 | HEWI Hygiene combination | Range 477 Hygiene combination - rectangular shaped container with large radii - capacity approx. 6 l - concealed, integrated bag holder - with an integrated holder for standard hygiene bags made of synthetic material. (max. package size L 130 x B 90 x H 20 mm) - lid with lifting flap - 161 mm wide, 310 mm high and 141 mm deep - For wall mounting - Body and cover made of high-gloss polyamide in HEWI colour 99 (pure white) - Frame element made of high-gloss polyamide according to HEWI colour chart - including corrosion-free HEWI fixing material Article no.: HEWI 477.05.20599 | https://catalog.hewi.com/en/p/4770520599 | https://catalog.hewi.com/storage/downloads/HEWI_477_05_20599_en.pdf
477.05.300 | HEWI Waste bin | Range 477 Waste bin - cylindrical container with hinged lid - removable waste container - lid is opened by applying slight pressure to container with the knee or hand - integrated compartment for standard hygienic bags - with self-adhesive label with instructions for knee operation - only suitable for wall mounting - capacity approx. 6 litres - 340 mm high and 210 mm deep and 180 mm in diameter - made of high-quality polyamide in HEWI colours 99 (pure white), 98 (signal white), 97 (light grey), 95 (stone grey), 92 (anthracite grey), 90 (jet black) and 33 (ruby red) Article no.: HEWI 477.05.300 | https://catalog.hewi.com/en/p/47705300 | https://catalog.hewi.com/storage/downloads/HEWI_477_05_300_en.pdf
477.05B100 | HEWI Waste bin | Range 477 Waste bin - cylindrical container with hinged lid - removable waste container - lid is opened by applying slight pressure to container with the knee or hand - integrated compartment for standard hygienic bags - with self-adhesive label with instructions for knee operation - only suitable for wall mounting - capacity approx. 6 litres - 330 mm high and 210 mm deep and 180 mm in diameter - made of high-quality matt polyamide in HEWI colours 99 (pure white), 98 (signal white), 97 (light grey), 95 (stone grey) and 92 (anthracite grey) Article no.: HEWI 477.05B100 | https://catalog.hewi.com/en/p/47705B100 | https://catalog.hewi.com/storage/downloads/HEWI_477_05B100_en.pdf
477.05B10198 | HEWI Hygiene waste bin | Range 477 Hygiene waste bin - rectangular shaped container with large radii and hinged lid - capacity approx. 6 l - concealed, integrated bag holder - removable waste container - lid is opened by applying slight pressure to container with the knee or hand - with adhesive label to explain operation by knee - only suitable for wall mounting - 310 mm high, 198 mm deep, 161 mm wide - body and wall mount made of high-gloss polyamide in HEWI colour 98 (signal white) - lid made of high quality, matte polyamide in HEWI colour 99 (pure white), 98 (signal white), 97 (light grey), 95 (stone grey), 92 (anthracite grey), 74 (apple green), 72 (may green), 55 (aqua blue), 50 (steel blue) and 36 (coral) - includes corrosion-free HEWI mounting materials Article no.: HEWI 477.05B10198 | https://catalog.hewi.com/en/p/47705B10198 | https://catalog.hewi.com/storage/downloads/HEWI_477_05B10198_en.pdf
477.05B10199 | HEWI Hygiene waste bin | Range 477 Hygiene waste bin - rectangular shaped container with large radii and hinged lid - capacity approx. 6 l - concealed, integrated bag holder - removable waste container - lid is opened by applying slight pressure to container with the knee or hand - with adhesive label to explain operation by knee - only suitable for wall mounting - 310 mm high, 198 mm deep, 161 mm wide - Body and wall mount made of high-gloss polyamide in HEWI colour 99 (pure white) - lid made of high quality, matte polyamide in HEWI colour 99 (pure white), 98 (signal white), 97 (light grey), 95 (stone grey), 92 (anthracite grey), 74 (apple green), 72 (may green), 55 (aqua blue), 50 (steel blue) and 36 (coral) - includes corrosion-free HEWI mounting materials Article no.: HEWI 477.05B10199 | https://catalog.hewi.com/en/p/47705B10199 | https://catalog.hewi.com/storage/downloads/HEWI_477_05B10199_en.pdf
477.05B10298 | HEWI Hygiene combination | Range 477 Hygiene combination - rectangular shaped container with large radii and hinged lid - capacity approx. 6 l - concealed, integrated bag holder - with an integrated holder for standard hygiene bags made of synthetic material. (max. package size L 130 x B 90 x H 20 mm) - removable waste container - lid is opened by applying slight pressure to container with the knee or hand - with adhesive label to explain operation by knee - only suitable for wall mounting - 310 mm high, 198 mm deep, 161 mm wide - body and wall mount made of high-gloss polyamide in HEWI colour 98 (signal white) - lid made of high quality, matte polyamide in HEWI colour 99 (pure white), 98 (signal white), 97 (light grey), 95 (stone grey), 92 (anthracite grey), 74 (apple green), 72 (may green), 55 (aqua blue), 50 (steel blue) and 36 (coral) - includes corrosion-free HEWI mounting materials Article no.: HEWI 477.05B10298 | https://catalog.hewi.com/en/p/47705B10298 | https://catalog.hewi.com/storage/downloads/HEWI_477_05B10298_en.pdf
477.05B10299 | HEWI Hygiene combination | Range 477 Hygiene combination - rectangular shaped container with large radii and hinged lid - capacity approx. 6 l - concealed, integrated bag holder - with an integrated holder for standard hygiene bags made of synthetic material. (max. package size L 130 x B 90 x H 20 mm) - removable waste container - lid is opened by applying slight pressure to container with the knee or hand - with adhesive label to explain operation by knee - only suitable for wall mounting - 310 mm high, 198 mm deep, 161 mm wide - Body and wall mount made of high-gloss polyamide in HEWI colour 99 (pure white) - lid made of high quality, matte polyamide in HEWI colour 99 (pure white), 98 (signal white), 97 (light grey), 95 (stone grey), 92 (anthracite grey), 74 (apple green), 72 (may green), 55 (aqua blue), 50 (steel blue) and 36 (coral) - includes corrosion-free HEWI mounting materials Article no.: HEWI 477.05B10299 | https://catalog.hewi.com/en/p/47705B10299 | https://catalog.hewi.com/storage/downloads/HEWI_477_05B10299_en.pdf
477.05B20011 | HEWI Paper towel basket | Range 477 Paper towel basket - rectangular container made of perforated sheet metal with polyamide top - serves as waste bin for used paper towels - removable top holds and covers waste bags - free-standing or wall-mounted - 305 mm wide, 515 mm high and 300 mm deep - perforated sheet metal, black - made of high-quality matt polyamide in HEWI colours 99 (pure white), 98 (signal white), 97 (light grey), 95 (stone grey) and 92 (anthracite grey) Article no.: HEWI 477.05B20011 | https://catalog.hewi.com/en/p/47705B20011 | https://catalog.hewi.com/storage/downloads/HEWI_477_05B20011_en.pdf
477.05B20012 | HEWI Paper towel basket | Range 477 Paper towel basket - rectangular container made of perforated sheet metal with polyamide top - serves as waste bin for used paper towels - removable top holds and covers waste bags - free-standing or wall-mounted - 305 mm wide, 515 mm high and 300 mm deep - perforated sheet metal, white - made of high-quality matt polyamide in HEWI colours 99 (pure white), 98 (signal white), 97 (light grey), 95 (stone grey) and 92 (anthracite grey) Article no.: HEWI 477.05B20012 | https://catalog.hewi.com/en/p/47705B20012 | https://catalog.hewi.com/storage/downloads/HEWI_477_05B20012_en.pdf
477.05B20198 | HEWI Wastepaper bin | Range 477 Wastepaper bin - rectangular shaped container with large radii - serves as waste bin for used paper towels - Capacity approx. 25 l - concealed, integrated bag holder - 281 mm wide, 505 mm high and 181 mm deep - For wall mounting - body made of high-gloss polyamide in HEWI colour 98 (signal white) - Frame element / insertion opening made of high-quality, matt polyamide in HEWI colours 99 (pure white), 98 (signal white), 97 (light grey), 95 (rock grey) and 92 (anthracite grey) - including corrosion-free HEWI fixing material Article no.: HEWI 477.05B20198 | https://catalog.hewi.com/en/p/47705B20198 | https://catalog.hewi.com/storage/downloads/HEWI_477_05B20198_en.pdf
477.05B20199 | HEWI Wastepaper bin | Range 477 Wastepaper bin - rectangular shaped container with large radii - serves as waste bin for used paper towels - Capacity approx. 25 l - concealed, integrated bag holder - 281 mm wide, 505 mm high and 181 mm deep - For wall mounting - Body made of high-gloss polyamide in HEWI colour 99 (pure white) - Frame element / insertion opening made of high-quality, matt polyamide in HEWI colours 99 (pure white), 98 (signal white), 97 (light grey), 95 (rock grey), 92 (anthracite grey), 74 (apple green), 72 (may green), 55 (aqua blue), 50 (steel blue) and 36 (coral) - including corrosion-free HEWI fixing material Article no.: HEWI 477.05B20199 | https://catalog.hewi.com/en/p/47705B20199 | https://catalog.hewi.com/storage/downloads/HEWI_477_05B20199_en.pdf
477.05B20298 | HEWI Wastepaper bin | Range 477 Wastepaper bin - rectangular shaped container with large radii - serves as waste bin for used paper towels - Capacity approx. 25 l - concealed, integrated bag holder - lid with lifting flap - 281 mm wide, 505 mm high and 181 mm deep - For wall mounting - Body and cover made of high-gloss polyamide in HEWI colour 98 (signal white) - Frame element made of high-quality, matt polyamide in HEWI colours 99 (pure white), 98 (signal white), 97 (light grey), 95 (rock grey) and 92 (anthracite grey) - including corrosion-free HEWI fixing material Article no.: HEWI 477.05B20298 | https://catalog.hewi.com/en/p/47705B20298 | https://catalog.hewi.com/storage/downloads/HEWI_477_05B20298_en.pdf
477.05B20299 | HEWI Wastepaper bin | Range 477 Wastepaper bin - rectangular shaped container with large radii - serves as waste bin for used paper towels - Capacity approx. 25 l - concealed, integrated bag holder - lid with lifting flap - 281 mm wide, 505 mm high and 181 mm deep - For wall mounting - Body and cover made of high-gloss polyamide in HEWI colour 99 (pure white) - Frame element made of high-quality, matt polyamide in HEWI colours 99 (pure white), 98 (signal white), 97 (light grey), 95 (rock grey), 92 (anthracite grey), 74 (apple green), 72 (may green), 55 (aqua blue), 50 (steel blue) and 36 (coral) - including corrosion-free HEWI fixing material Article no.: HEWI 477.05B20299 | https://catalog.hewi.com/en/p/47705B20299 | https://catalog.hewi.com/storage/downloads/HEWI_477_05B20299_en.pdf
477.05B20398 | HEWI Wastepaper bin | Range 477 Wastepaper bin - rectangular shaped container with large radii - serves as waste bin for used paper towels - Capacity approx. 60 l - concealed, integrated bag holder - 341 mm wide, 655 mm high and 261 mm deep - for wall mounting and as a free-standing model - body made of high-gloss polyamide in HEWI colour 98 (signal white) - Frame element / insertion opening made of high-quality, matt polyamide in HEWI colours 99 (pure white), 98 (signal white), 97 (light grey), 95 (rock grey) and 92 (anthracite grey) - including corrosion-free HEWI fixing material Article no.: HEWI 477.05B20398 | https://catalog.hewi.com/en/p/47705B20398 | https://catalog.hewi.com/storage/downloads/HEWI_477_05B20398_en.pdf
477.05B20399 | HEWI Wastepaper bin | Range 477 Wastepaper bin - rectangular shaped container with large radii - serves as waste bin for used paper towels - Capacity approx. 60 l - concealed, integrated bag holder - 341 mm wide, 655 mm high and 261 mm deep - for wall mounting and as a free-standing model - body made of high-gloss polyamide in HEWI colour 99 (pure white) - Frame element / insertion opening made of high-quality, matt polyamide in HEWI colours 99 (pure white), 98 (signal white), 97 (light grey), 95 (rock grey), 92 (anthracite grey), 74 (apple green), 72 (may green), 55 (aqua blue), 50 (steel blue) and 36 (coral) - including corrosion-free HEWI fixing material Article no.: HEWI 477.05B20399 | https://catalog.hewi.com/en/p/47705B20399 | https://catalog.hewi.com/storage/downloads/HEWI_477_05B20399_en.pdf
477.05B20498 | HEWI Hygiene waste bin | Range 477 Hygiene waste bin - rectangular shaped container with large radii - capacity approx. 6 l - concealed, integrated bag holder - lid with lifting flap - 161 mm wide, 310 mm high and 141 mm deep - For wall mounting - Body and cover made of high-gloss polyamide in HEWI colour 98 (signal white) - Frame element made of high-quality, matt polyamide in HEWI colours 99 (pure white), 98 (signal white), 97 (light grey), 95 (rock grey) and 92 (anthracite grey) - including corrosion-free HEWI fixing material Article no.: HEWI 477.05B20498 | https://catalog.hewi.com/en/p/47705B20498 | https://catalog.hewi.com/storage/downloads/HEWI_477_05B20498_en.pdf
477.05B20499 | HEWI Hygiene waste bin | Range 477 Hygiene waste bin - rectangular shaped container with large radii - capacity approx. 6 l - concealed, integrated bag holder - lid with lifting flap - 161 mm wide, 310 mm high and 141 mm deep - For wall mounting - Body and cover made of high-gloss polyamide in HEWI colour 99 (pure white) - Frame element made of high-quality, matt polyamide in HEWI colours 99 (pure white), 98 (signal white), 97 (light grey), 95 (rock grey), 92 (anthracite grey), 74 (apple green), 72 (may green), 55 (aqua blue), 50 (steel blue) and 36 (coral) - including corrosion-free HEWI fixing material Article no.: HEWI 477.05B20499 | https://catalog.hewi.com/en/p/47705B20499 | https://catalog.hewi.com/storage/downloads/HEWI_477_05B20499_en.pdf
477.05B20598 | HEWI Hygiene combination | Range 477 Hygiene combination - rectangular shaped container with large radii - capacity approx. 6 l - concealed, integrated bag holder - with an integrated holder for standard hygiene bags made of synthetic material. (max. package size L 130 x B 90 x H 20 mm) - lid with lifting flap - 161 mm wide, 310 mm high and 141 mm deep - For wall mounting - Body and cover made of high-gloss polyamide in HEWI colour 98 (signal white) - Frame element made of high-quality, matt polyamide in HEWI colours 99 (pure white), 98 (signal white), 97 (light grey), 95 (rock grey) and 92 (anthracite grey) - including corrosion-free HEWI fixing material Article no.: HEWI 477.05B20598 | https://catalog.hewi.com/en/p/47705B20598 | https://catalog.hewi.com/storage/downloads/HEWI_477_05B20598_en.pdf
477.05B20599 | HEWI Hygiene combination | Range 477 Hygiene combination - rectangular shaped container with large radii - capacity approx. 6 l - concealed, integrated bag holder - with an integrated holder for standard hygiene bags made of synthetic material. (max. package size L 130 x B 90 x H 20 mm) - lid with lifting flap - 161 mm wide, 310 mm high and 141 mm deep - For wall mounting - Body and cover made of high-gloss polyamide in HEWI colour 99 (pure white) - Frame element made of high-quality, matt polyamide in HEWI colours 99 (pure white), 98 (signal white), 97 (light grey), 95 (rock grey), 92 (anthracite grey), 74 (apple green), 72 (may green), 55 (aqua blue), 50 (steel blue) and 36 (coral) - including corrosion-free HEWI fixing material Article no.: HEWI 477.05B20599 | https://catalog.hewi.com/en/p/47705B20599 | https://catalog.hewi.com/storage/downloads/HEWI_477_05B20599_en.pdf
477.05B300 | HEWI Waste bin | Range 477 Waste bin - cylindrical container with hinged lid - removable waste container - lid is opened by applying slight pressure to container with the knee or hand - integrated compartment for standard hygienic bags - with self-adhesive label with instructions for knee operation - only suitable for wall mounting - capacity approx. 6 litres - 340 mm high and 210 mm deep and 180 mm in diameter - made of high-quality matt polyamide in HEWI colours 99 (pure white), 98 (signal white), 97 (light grey), 95 (stone grey) and 92 (anthracite grey) Article no.: HEWI 477.05B300 | https://catalog.hewi.com/en/p/47705B300 | https://catalog.hewi.com/storage/downloads/HEWI_477_05B300_en.pdf
477.05D100 | HEWI active+ Waste bin | Range 477 Waste bin - cylindrical container with hinged lid - removable waste container - lid is opened by applying slight pressure to container with the knee or hand - integrated compartment for standard hygienic bags - with self-adhesive label with instructions for knee operation - only suitable for wall mounting - capacity approx. 6 litres - 330 mm high and 210 mm deep and 180 mm in diameter - rails made of high-quality polyamide in HEWI colour 98 (signal white), with active antimicrobial microsilver Article no.: HEWI 477.05D100 | https://catalog.hewi.com/en/p/47705D100 | https://catalog.hewi.com/storage/downloads/HEWI_477_05D100_en.pdf
477.05D20012 | HEWI active+ Paper towel basket | Range 477 Paper towel basket - rectangular container made of perforated sheet metal with polyamide top - serves as waste bin for used paper towels - removable top holds and covers waste bags - free-standing or wall-mounted - 305 mm wide, 515 mm high and 300 mm deep - perforated sheet metal, white - made of high-quality polyamide in HEWI colour 98 (signal white), with active antimicrobial microsilver Article no.: HEWI 477.05D20012 | https://catalog.hewi.com/en/p/47705D20012 | https://catalog.hewi.com/storage/downloads/HEWI_477_05D20012_en.pdf
477.06.10005 | HEWI Soap dispenser | Range 477 Soap dispenser - cylindrical container in ring-shaped, wall-mounted bracket - used to hold standard liquid soap - allows one-hand operation - soap dosage control by means of a large push-button at the front - container can be removed - anti-theft protection through concealed screw fixing - lockable container lid - wall-mounted base to conceal drill holes must be ordered separately (477.06.E04) - 76 mm wide, 214 mm high, 119 mm deep, diameter of container 76 mm, capacity 500 ml - wall-mounted base and holder made of high-quality polyamide according to HEWI colour chart - push-button made of high-quality polyamide in HEWI colour 92 (anthracite grey) - container and lid made of matt white transparent synthetic material Article no.: HEWI 477.06.10005 | https://catalog.hewi.com/en/p/4770610005 | https://catalog.hewi.com/storage/downloads/HEWI_477_06_10005_en.pdf
477.06.10198 | HEWI Soap dispenser | Range 477 Soap dispenser - rectangular shaped housing with large radii - used to hold standard liquid soap - With inner container for free filling, capacity 600 ml - inner container can be removed for cleaning - Side level indicator - with lever for manual soap dispensing - With locking device as protection against misuse - 134 mm wide, 278 mm high and 106 mm deep - For wall mounting - Body and lever made of high-gloss polyamide in HEWI colour 98 (signal white) - Frame element made of high-gloss polyamide according to HEWI colour chart - including corrosion-free HEWI fixing material - Suitable for liquid soap with a viscosity of 1,500 to 4,000 mPa-s Article no.: HEWI 477.06.10198 | https://catalog.hewi.com/en/p/4770610198 | https://catalog.hewi.com/storage/downloads/HEWI_477_06_10198_en.pdf
477.06.10199 | HEWI Soap dispenser | Range 477 Soap dispenser - rectangular shaped housing with large radii - used to hold standard liquid soap - With inner container for free filling, capacity 600 ml - inner container can be removed for cleaning - Side level indicator - with lever for manual soap dispensing - With locking device as protection against misuse - 134 mm wide, 278 mm high and 106 mm deep - For wall mounting - Body and lever made of high-gloss polyamide in HEWI colour 99 (pure white) - Frame element made of high-gloss polyamide according to HEWI colour chart - including corrosion-free HEWI fixing material - Suitable for liquid soap with a viscosity of 1,500 to 4,000 mPa-s Article no.: HEWI 477.06.10199 | https://catalog.hewi.com/en/p/4770610199 | https://catalog.hewi.com/storage/downloads/HEWI_477_06_10199_en.pdf
477.06.10298 | HEWI SENSORIC Electronic soap dispenser | Range 477 Electronic liquid soap dispenser - rectangular shaped housing with large radii - used to hold standard liquid soap - with inner container for free filling, capacity 500 ml - inner container can be removed for cleaning - Side level indicator - non-contact soap dispensing - enclosed sticker to identify the dispenser (if required to distinguish between soap dispenser, foam soap dispenser and disinfectant dispenser) - Illumination of the output area when the sensor is activated (blue light) - With battery change indicator - With locking device as protection against misuse - Maintenance-free - 134 mm wide, 278 mm high and 106 mm deep - For wall mounting - body made of high-gloss polyamide in HEWI colour 98 (signal white) - Frame element / removal opening made of high-gloss polyamide according to HEWI colour chart - including corrosion-free HEWI fixing material - Batteries (AA 1.5 V / 4 pcs.) not included in the scope of supply - CE marking in accordance with EMC Directive 2014/30/EU - Suitable for liquid soap with a viscosity of 1 to 3,000 mPa-s Article no.: HEWI 477.06.10298 | https://catalog.hewi.com/en/p/4770610298 | https://catalog.hewi.com/storage/downloads/HEWI_477_06_10298_en.pdf
477.06.10299 | HEWI SENSORIC Electronic soap dispenser | Range 477 Electronic liquid soap dispenser - rectangular shaped housing with large radii - used to hold standard liquid soap - with inner container for free filling, capacity 500 ml - inner container can be removed for cleaning - Side level indicator - non-contact soap dispensing - enclosed sticker to identify the dispenser (if required to distinguish between soap dispenser, foam soap dispenser and disinfectant dispenser) - Illumination of the output area when the sensor is activated (blue light) - With battery change indicator - With locking device as protection against misuse - Maintenance-free - 134 mm wide, 278 mm high and 106 mm deep - For wall mounting - body made of high-gloss polyamide in HEWI colour 99 (pure white) - Frame element / removal opening made of high-gloss polyamide according to HEWI colour chart - including corrosion-free HEWI fixing material - Batteries (AA 1.5 V / 4 pcs.) not included in the scope of supply - CE marking in accordance with EMC Directive 2014/30/EU - Suitable for liquid soap with a viscosity of 1 to 3,000 mPa-s Article no.: HEWI 477.06.10299 | https://catalog.hewi.com/en/p/4770610299 | https://catalog.hewi.com/storage/downloads/HEWI_477_06_10299_en.pdf
477.06.10398 | HEWI SENSORIC Electronic foamed soap dispenser | Range 477 Electronic foam soap dispenser - rectangular shaped housing with large radii - used to hold standard foam soap - with inner container for free filling, capacity 500 ml - inner container can be removed for cleaning - Side level indicator - contactless foam soap dispenser - enclosed sticker to identify the dispenser (if required to distinguish between soap dispenser, foam soap dispenser and disinfectant dispenser) - Illumination of the output area when the sensor is activated (blue light) - With battery change indicator - With locking device as protection against misuse - Maintenance-free - 134 mm wide, 278 mm high and 106 mm deep - For wall mounting - body made of high-gloss polyamide in HEWI colour 98 (signal white) - Frame element / removal opening made of high-gloss polyamide according to HEWI colour chart - including corrosion-free HEWI fixing material - Batteries (AA 1.5 V / 4 pcs.) not included in the scope of supply - CE marking in accordance with EMC Directive 2014/30/EU - Suitable for foam soap with a viscosity of 1 to 5 mPa-s Article no.: HEWI 477.06.10398 | https://catalog.hewi.com/en/p/4770610398 | https://catalog.hewi.com/storage/downloads/HEWI_477_06_10398_en.pdf
477.06.10399 | HEWI SENSORIC Electronic foamed soap dispenser | Range 477 Electronic foam soap dispenser - rectangular shaped housing with large radii - used to hold standard foam soap - with inner container for free filling, capacity 500 ml - inner container can be removed for cleaning - Side level indicator - contactless foam soap dispenser - enclosed sticker to identify the dispenser (if required to distinguish between soap dispenser, foam soap dispenser and disinfectant dispenser) - Illumination of the output area when the sensor is activated (blue light) - With battery change indicator - With locking device as protection against misuse - Maintenance-free - 134 mm wide, 278 mm high and 106 mm deep - For wall mounting - body made of high-gloss polyamide in HEWI colour 99 (pure white) - Frame element / removal opening made of high-gloss polyamide according to HEWI colour chart - including corrosion-free HEWI fixing material - Batteries (AA 1.5 V / 4 pcs.) not included in the scope of supply - CE marking in accordance with EMC Directive 2014/30/EU - Suitable for foam soap with a viscosity of 1 to 5 mPa-s Article no.: HEWI 477.06.10399 | https://catalog.hewi.com/en/p/4770610399 | https://catalog.hewi.com/storage/downloads/HEWI_477_06_10399_en.pdf
477.06.10498 | HEWI SENSORIC Electronic disinfectant dispenser | Range 477 Electronic Disinfectant Dispenser - rectangular shaped housing with large radii - designed to hold commercially available disinfectant - with inner container for free filling, capacity 500 ml - inner container can be removed for cleaning - Side level indicator - Contact-free disinfectant dispenser - Disinfectant is dispensed as a spray - enclosed sticker to identify the dispenser (if required to distinguish between soap dispenser, foam soap dispenser and disinfectant dispenser) - Illumination of the disinfection area when the sensor is activated (blue light) - With battery change indicator - With locking device as protection against misuse - Maintenance-free - 134 mm wide, 278 mm high and 106 mm deep - For wall mounting - body made of high-gloss polyamide in HEWI colour 98 (signal white) - Frame element made of high-gloss polyamide according to HEWI colour chart - including corrosion-free HEWI fixing material - Batteries (AA 1.5 V / 4 pcs.) not included in the scope of supply - CE marking in accordance with EMC Directive 2014/30/EU Article no.: HEWI 477.06.10498 | https://catalog.hewi.com/en/p/4770610498 | https://catalog.hewi.com/storage/downloads/HEWI_477_06_10498_en.pdf
477.06.10499 | HEWI SENSORIC Electronic disinfectant dispenser | Range 477 Electronic Disinfectant Dispenser - rectangular shaped housing with large radii - designed to hold commercially available disinfectant - with inner container for free filling, capacity 500 ml - inner container can be removed for cleaning - Side level indicator - Contact-free disinfectant dispenser - Disinfectant is dispensed as a spray - enclosed sticker to identify the dispenser (if required to distinguish between soap dispenser, foam soap dispenser and disinfectant dispenser) - Illumination of the disinfection area when the sensor is activated (blue light) - With battery change indicator - With locking device as protection against misuse - Maintenance-free - 134 mm wide, 278 mm high and 106 mm deep - For wall mounting - body made of high-gloss polyamide in HEWI colour 99 (pure white) - Frame element made of high-gloss polyamide according to HEWI colour chart - including corrosion-free HEWI fixing material - Batteries (AA 1.5 V / 4 pcs.) not included in the scope of supply - CE marking in accordance with EMC Directive 2014/30/EU Article no.: HEWI 477.06.10499 | https://catalog.hewi.com/en/p/4770610499 | https://catalog.hewi.com/storage/downloads/HEWI_477_06_10499_en.pdf
477.06.10598 | HEWI Disinfectant and soap dispenser | Series 477 disinfectant or soap dispenser 500 ml - rectangular shaped housing with large radii - with viewing windows on the sides for monitoring the fill level - for dosed dispensing of chlorine-free,, alcohol-based hand disinfectants or liquid soaps - for 500 ml standard Euro bottles - easy exchange of disposable bottles from the front - dispenser with long lever,, lockable - dispensing quantity can be adjusted to several levels: 0.7 ml, 1.0 ml, 1.2 ml, 1.5 ml (depending on the viscosity of the filling material) - dispensing pump made of stainless steel - compatible with hygiene packaging requirements (collapsible bottle with disposable pump) - pump is dishwasher-safe and autoclavable up to 134 °C, 3 bar - Width 88 mm, 358 mm in height, 187 mm in depth - incl. 500 ml empty container for independent refilling - for wall mounting - body made of high-gloss polyamide in HEWI colour 98 (signal white) - operating lever made of high-gloss polyamide in accordance with the HEWI colour table - includes corrosion-free HEWI mounting materials Article no.: HEWI 477.06.10598 | https://catalog.hewi.com/en/p/4770610598 | https://catalog.hewi.com/storage/downloads/HEWI_477_06_10598_en.pdf
477.06.10599 | HEWI Disinfectant and soap dispenser | Series 477 disinfectant or soap dispenser 500 ml - rectangular shaped housing with large radii - with viewing windows on the sides for monitoring the fill level - for dosed dispensing of chlorine-free,, alcohol-based hand disinfectants or liquid soaps - for 500 ml standard Euro bottles - easy exchange of disposable bottles from the front - dispenser with long lever,, lockable - dispensing quantity can be adjusted to several levels: 0.7 ml, 1.0 ml, 1.2 ml, 1.5 ml (depending on the viscosity of the filling material) - dispensing pump made of stainless steel - compatible with hygiene packaging requirements (collapsible bottle with disposable pump) - pump is dishwasher-safe and autoclavable up to 134 °C, 3 bar - 88 mm wide, 358 mm in height, 187 mm in depth - incl. 500 ml empty container for independent refilling - for wall mounting - body made of high-gloss polyamide in HEWI colour 99 (pure white) - frame element / removal opening made of high-gloss polyamide in accordance with HEWI colour chart - includes corrosion-free HEWI mounting materials Article no.: HEWI 477.06.10599 | https://catalog.hewi.com/en/p/4770610599 | https://catalog.hewi.com/storage/downloads/HEWI_477_06_10599_en.pdf
477.06.11005 | HEWI Soap dispenser | Series 477 ICONIC Soap Dispenser - Two-coloured soap dispenser - Wall mounting bracket and holder made of high gloss polyamide in HEWI colour 74 (apple green) - Push-button made of high-quality matt polyamide in HEWI colour 72 (may green) - Container and lid made of matt white transparent synthetic material - Cylindrical container in ring-shaped, wall-mounted bracket - Used to hold standard liquid soap - Allows one-hand operation - Soap dosage control by means of a large push-button at the front - Container can be removed - Anti-theft protection through concealed screw fixing - Lockable container lid - wall-mounted base to conceal drill holes must be ordered separately (477.06.E04 74) - width 76 mm, height 214 mm, depth 119 mm, - Diameter of container 76 mm - Capacity 500 ml Article no.: HEWI 477.06.11005 | https://catalog.hewi.com/en/p/4770611005 | https://catalog.hewi.com/storage/downloads/HEWI_477_06_11005_en.pdf
477.06.11015 | HEWI Soap dispenser | Series 477 ICONIC Soap Dispenser - Two-coloured soap dispenser - Wall mounting bracket and holder made of high gloss polyamide in HEWI colour 74 (apple green) - Push-button made of high-quality matt polyamide in HEWI colour 36 (coral) - Container and lid made of matt white transparent synthetic material - Cylindrical container in ring-shaped, wall-mounted bracket - Used to hold standard liquid soap - Allows one-hand operation - Soap dosage control by means of a large push-button at the front - Container can be removed - Anti-theft protection through concealed screw fixing - Lockable container lid - wall-mounted base to conceal drill holes must be ordered separately (477.06.E04 74) - width 76 mm, height 214 mm, depth 119 mm, diameter of container 76 mm - Capacity 500 ml Article no.: HEWI 477.06.11015 | https://catalog.hewi.com/en/p/4770611015 | https://catalog.hewi.com/storage/downloads/HEWI_477_06_11015_en.pdf
477.06.11025 | HEWI Soap dispenser | Series 477 ICONIC Soap Dispenser - Two-coloured soap dispenser - Wall mounting bracket and holder made of high gloss polyamide in HEWI colour 55 (aqua blue) - Push-button made of high-quality matt polyamide in HEWI colour 50 (steel blue) - Container and lid made of matt white transparent synthetic material - Cylindrical container in ring-shaped, wall-mounted bracket - Used to hold standard liquid soap - Allows one-hand operation - Soap dosage control by means of a large push-button at the front - Container can be removed - Anti-theft protection through concealed screw fixing - Lockable container lid - wall-mounted base to conceal drill holes must be ordered separately (477.06.E04 55) - width 76 mm, height 214 mm, depth 119 mm, diameter of container 76 mm - Capacity 500 ml Article no.: HEWI 477.06.11025 | https://catalog.hewi.com/en/p/4770611025 | https://catalog.hewi.com/storage/downloads/HEWI_477_06_11025_en.pdf
477.06.11035 | HEWI Soap dispenser | Series 477 ICONIC Soap Dispenser - Two-coloured soap dispenser - Wall mounting bracket and holder made of high gloss polyamide in HEWI colour 55 (aqua blue) - Push-button made of high-quality matt polyamide in HEWI colour 74 (apple green) - Container and lid made of matt white transparent synthetic material - Cylindrical container in ring-shaped, wall-mounted bracket - Used to hold standard liquid soap - Allows one-hand operation - Soap dosage control by means of a large push-button at the front - Container can be removed - Anti-theft protection through concealed screw fixing - Lockable container lid - wall-mounted base to conceal drill holes must be ordered separately (477.06.E04 55) - width 76 mm, height 214 mm, depth 119 mm, diameter of container 76 mm - Capacity 500 ml Article no.: HEWI 477.06.11035 | https://catalog.hewi.com/en/p/4770611035 | https://catalog.hewi.com/storage/downloads/HEWI_477_06_11035_en.pdf
477.06.60005 | HEWI Paper towel dispenser | Range 477 Paper towel dispenser - rectangular container with edged access opening - for standard paper towels, holds approx. 450 towels - user-friendly dispenser opening - easy to fill and lockable - for wall mounting - 310 mm wide, 459 mm high, 160 mm deep - container made of high-quality white-translucent synthetic material - dispenser opening edges with high-quality polyamide, available according to HEWI colour chart Article no.: HEWI 477.06.60005 | https://catalog.hewi.com/en/p/4770660005 | https://catalog.hewi.com/storage/downloads/HEWI_477_06_60005_en.pdf
477.06.60198 | HEWI Paper towel dispenser | Range 477 Paper towel dispenser - rectangular shaped housing with large radii - holds commercially available paper towels with various folds in widths of 235 - 250 mm and folded lengths / depths of 80 - 110 mm (HEWI recommends paper towels with Z-fold) - capacity approx. 300 - 450 paper towels - Side level indicator - With locking device as protection against misuse - 287 mm wide, 354 mm high and 153 mm deep - For wall mounting - body made of high-gloss polyamide in HEWI colour 98 (signal white) - Frame element / removal opening made of high-gloss polyamide according to HEWI colour chart - including corrosion-free HEWI fixing material Article no.: HEWI 477.06.60198 | https://catalog.hewi.com/en/p/4770660198 | https://catalog.hewi.com/storage/downloads/HEWI_477_06_60198_en.pdf
477.06.60199 | HEWI Paper towel dispenser | Range 477 Paper towel dispenser - rectangular shaped housing with large radii - holds commercially available paper towels with various folds in widths of 235 - 250 mm and folded lengths / depths of 80 - 110 mm (HEWI recommends paper towels with Z-fold) - capacity approx. 300 - 450 paper towels - Side level indicator - With locking device as protection against misuse - 287 mm wide, 354 mm high and 153 mm deep - For wall mounting - body made of high-gloss polyamide in HEWI colour 99 (pure white) - Frame element / removal opening made of high-gloss polyamide according to HEWI colour chart - including corrosion-free HEWI fixing material Article no.: HEWI 477.06.60199 | https://catalog.hewi.com/en/p/4770660199 | https://catalog.hewi.com/storage/downloads/HEWI_477_06_60199_en.pdf
477.06.750 | HEWI Hygiene bag dispenser | Range 477 Hygiene bag dispenser - cube-shaped body with soft radii - linear and functional in a clear and harmonious design - holds and dispenses proprietary hygiene bags made of synthetic material - for wall mounting - 143 mm wide, 103 mm high and 27 mm deep - made of high-quality polyamide in the HEWI colours - including non-corrosive HEWI fixing material Article no.: HEWI 477.06.750 | https://catalog.hewi.com/en/p/47706750 | https://catalog.hewi.com/storage/downloads/HEWI_477_06_750_en.pdf
477.06.E01 | HEWI Key | Spare key - for paper towel dispenser 477.06.60005 and 477.06D60005 - for locking the upper part Article no.: HEWI 477.06.E01 | https://catalog.hewi.com/en/p/47706E01 | https://catalog.hewi.com/storage/downloads/HEWI_477_06_E01_en.pdf
477.06.E02 | HEWI Container | Spare part Range 477 paper towel dispenser - container for retrofitting of paper towel dispensers 477.06.60005 and 477.06D60005 - made of high-quality white-translucent synthetic material Article no.: HEWI 477.06.E02 | https://catalog.hewi.com/en/p/47706E02 | https://catalog.hewi.com/storage/downloads/HEWI_477_06_E02_en.pdf
477.06.E0360 | HEWI Drip tray | Drip tray for collecting disinfectant and soap - suitable for HEWI soap dispenser (477.06.101... and 477.06B101...), HEWI SENSORIC soap dispenser (477.06.102... and 477.06B102...), HEWI SENSORIC foam soap dispenser (477.06.103... and 477.06B103...) and HEWI SENSORIC disinfectant dispenser (477.06.104... and 477.06B104...) - to hang in the dispenser - made of metal, powder-coated in the HEWI colours DX (white deep matt) and FV (pure white matt) - width 101 mm, height 121 mm and depth 105 mm Article no.: HEWI 477.06.E0360 | https://catalog.hewi.com/en/p/47706E0360 | https://catalog.hewi.com/storage/downloads/HEWI_477_06_E0360_en.pdf
477.06.E04 | HEWI Wall-mounted base | Wall base for soap dispenser range 477, System 800 K - Wall base to cover existing drill holes - for soap dispenser 477.06.1... and 815.06.10009... - made of high gloss polyamide according to HEWI colour chart Article no.: HEWI 477.06.E04 | https://catalog.hewi.com/en/p/47706E04 | https://catalog.hewi.com/storage/downloads/HEWI_477_06_E04_en.pdf
477.06B10005 | HEWI Soap dispenser | Range 477 Soap dispenser - cylindrical container in ring-shaped, wall-mounted bracket - used to hold standard liquid soap - allows one-hand operation - soap dosage control by means of a large push-button at the front - container can be removed - anti-theft protection through concealed screw fixing - lockable container lid - wall-mounted base to conceal drill holes must be ordered separately (477.06BE04) - 76 mm wide, 214 mm high, 119 mm deep, diameter of container 76 mm, capacity 500 ml - wall-mounted base and holder made of high-quality matt polyamide in HEWI colours 99 (pure white), 98 (signal white), 97 (light grey), 95 (stone grey) and 92 (anthracite grey) - push-button made of high-quality matt polyamide in HEWI colour 92 (anthracite grey) - container and lid made of matt white transparent synthetic material Article no.: HEWI 477.06B10005 | https://catalog.hewi.com/en/p/47706B10005 | https://catalog.hewi.com/storage/downloads/HEWI_477_06B10005_en.pdf
477.06B10198 | HEWI Soap dispenser | Range 477 Soap dispenser - rectangular shaped housing with large radii - used to hold standard liquid soap - With inner container for free filling, capacity 600 ml - inner container can be removed for cleaning - Side level indicator - with lever for manual soap dispensing - With locking device as protection against misuse - 134 mm wide, 278 mm high and 106 mm deep - For wall mounting - Body and lever made of high-gloss polyamide in HEWI colour 98 (signal white) - Frame element made of high-quality, matt polyamide in HEWI colours 99 (pure white), 98 (signal white), 97 (light grey), 95 (rock grey) and 92 (anthracite grey) - including corrosion-free HEWI fixing material - Suitable for liquid soap with a viscosity of 1,500 to 4,000 mPa-s Article no.: HEWI 477.06B10198 | https://catalog.hewi.com/en/p/47706B10198 | https://catalog.hewi.com/storage/downloads/HEWI_477_06B10198_en.pdf
477.06B10199 | HEWI Soap dispenser | Range 477 Soap dispenser - rectangular shaped housing with large radii - used to hold standard liquid soap - With inner container for free filling, capacity 600 ml - inner container can be removed for cleaning - Side level indicator - with lever for manual soap dispensing - With locking device as protection against misuse - 134 mm wide, 278 mm high and 106 mm deep - For wall mounting - Body and lever made of high-gloss polyamide in HEWI colour 99 (pure white) - Frame element made of high-quality, matt polyamide in HEWI colours 99 (pure white), 98 (signal white), 97 (light grey), 95 (rock grey), 92 (anthracite grey), 74 (apple green), 72 (may green), 55 (aqua blue), 50 (steel blue) and 36 (coral) - including corrosion-free HEWI fixing material - Suitable for liquid soap with a viscosity of 1,500 to 4,000 mPa-s Article no.: HEWI 477.06B10199 | https://catalog.hewi.com/en/p/47706B10199 | https://catalog.hewi.com/storage/downloads/HEWI_477_06B10199_en.pdf
477.06B10298 | HEWI SENSORIC Electronic soap dispenser | Range 477 Electronic liquid soap dispenser - rectangular shaped housing with large radii - used to hold standard liquid soap - with inner container for free filling, capacity 500 ml - inner container can be removed for cleaning - Side level indicator - non-contact soap dispensing - enclosed sticker to identify the dispenser (if required to distinguish between soap dispenser, foam soap dispenser and disinfectant dispenser) - Illumination of the output area when the sensor is activated (blue light) - With battery change indicator - With locking device as protection against misuse - Maintenance-free - 134 mm wide, 278 mm high and 106 mm deep - For wall mounting - body made of high-gloss polyamide in HEWI colour 98 (signal white) - Frame element / removal opening made of high-quality, matt polyamide in HEWI colours 99 (pure white), 98 (signal white), 97 (light grey), 95 (rock grey) and 92 (anthracite grey) - including corrosion-free HEWI fixing material - Batteries (AA 1.5 V / 4 pcs.) not included in the scope of supply - CE marking in accordance with EMC Directive 2014/30/EU - Suitable for liquid soap with a viscosity of 1 to 3,000 mPa-s Article no.: HEWI 477.06B10298 | https://catalog.hewi.com/en/p/47706B10298 | https://catalog.hewi.com/storage/downloads/HEWI_477_06B10298_en.pdf
477.06B10299 | HEWI SENSORIC Electronic soap dispenser | Range 477 Electronic liquid soap dispenser - rectangular shaped housing with large radii - used to hold standard liquid soap - with inner container for free filling, capacity 500 ml - inner container can be removed for cleaning - Side level indicator - non-contact soap dispensing - enclosed sticker to identify the dispenser (if required to distinguish between soap dispenser, foam soap dispenser and disinfectant dispenser) - Illumination of the output area when the sensor is activated (blue light) - With battery change indicator - With locking device as protection against misuse - Maintenance-free - 134 mm wide, 278 mm high and 106 mm deep - For wall mounting - body made of high-gloss polyamide in HEWI colour 99 (pure white) - Frame element / removal opening made of high-quality, matt polyamide in HEWI colours 99 (pure white), 98 (signal white), 97 (light grey), 95 (rock grey), 92 (anthracite grey), 74 (apple green), 72 (may green), 55 (aqua blue), 50 (steel blue) and 36 (coral) - including corrosion-free HEWI fixing material - Batteries (AA 1.5 V / 4 pcs.) not included in the scope of supply - CE marking in accordance with EMC Directive 2014/30/EU - Suitable for liquid soap with a viscosity of 1 to 3,000 mPa-s Article no.: HEWI 477.06B10299 | https://catalog.hewi.com/en/p/47706B10299 | https://catalog.hewi.com/storage/downloads/HEWI_477_06B10299_en.pdf
477.06B10398 | HEWI SENSORIC Electronic foamed soap dispenser | Range 477 Electronic foam soap dispenser - rectangular shaped housing with large radii - used to hold standard foam soap - with inner container for free filling, capacity 500 ml - inner container can be removed for cleaning - Side level indicator - contactless foam soap dispenser - enclosed sticker to identify the dispenser (if required to distinguish between soap dispenser, foam soap dispenser and disinfectant dispenser) - Illumination of the output area when the sensor is activated (blue light) - With battery change indicator - With locking device as protection against misuse - Maintenance-free - 134 mm wide, 278 mm high and 106 mm deep - For wall mounting - body made of high-gloss polyamide in HEWI colour 98 (signal white) - Frame element / removal opening made of high-quality, matt polyamide in HEWI colours 99 (pure white), 98 (signal white), 97 (light grey), 95 (rock grey) and 92 (anthracite grey) - including corrosion-free HEWI fixing material - Batteries (AA 1.5 V / 4 pcs.) not included in the scope of supply - CE marking in accordance with EMC Directive 2014/30/EU - Suitable for foam soap with a viscosity of 1 to 5 mPa-s Article no.: HEWI 477.06B10398 | https://catalog.hewi.com/en/p/47706B10398 | https://catalog.hewi.com/storage/downloads/HEWI_477_06B10398_en.pdf
477.06B10399 | HEWI SENSORIC Electronic foamed soap dispenser | Range 477 Electronic foam soap dispenser - rectangular shaped housing with large radii - used to hold standard foam soap - with inner container for free filling, capacity 500 ml - inner container can be removed for cleaning - Side level indicator - contactless foam soap dispenser - enclosed sticker to identify the dispenser (if required to distinguish between soap dispenser, foam soap dispenser and disinfectant dispenser) - Illumination of the output area when the sensor is activated (blue light) - With battery change indicator - With locking device as protection against misuse - Maintenance-free - 134 mm wide, 278 mm high and 106 mm deep - For wall mounting - body made of high-gloss polyamide in HEWI colour 99 (pure white) - Frame element / removal opening made of high-quality, matt polyamide in HEWI colours 99 (pure white), 98 (signal white), 97 (light grey), 95 (rock grey), 92 (anthracite grey), 74 (apple green), 72 (may green), 55 (aqua blue), 50 (steel blue) and 36 (coral) - including corrosion-free HEWI fixing material - Batteries (AA 1.5 V / 4 pcs.) not included in the scope of supply - CE marking in accordance with EMC Directive 2014/30/EU - Suitable for foam soap with a viscosity of 1 to 5 mPa-s Article no.: HEWI 477.06B10399 | https://catalog.hewi.com/en/p/47706B10399 | https://catalog.hewi.com/storage/downloads/HEWI_477_06B10399_en.pdf
477.06B10498 | HEWI SENSORIC Electronic disinfectant dispenser | Range 477 Electronic Disinfectant Dispenser - rectangular shaped housing with large radii - designed to hold commercially available disinfectant - with inner container for free filling, capacity 500 ml - inner container can be removed for cleaning - Side level indicator - Contact-free disinfectant dispenser - Disinfectant is dispensed as a spray - enclosed sticker to identify the dispenser (if required to distinguish between soap dispenser, foam soap dispenser and disinfectant dispenser) - Illumination of the disinfection area when the sensor is activated (blue light) - With battery change indicator - With locking device as protection against misuse - Maintenance-free - 134 mm wide, 278 mm high and 106 mm deep - For wall mounting - body made of high-gloss polyamide in HEWI colour 98 (signal white) - Frame element / removal opening made of high-quality, matt polyamide in HEWI colours 99 (pure white), 98 (signal white), 97 (light grey), 95 (rock grey) and 92 (anthracite grey) - including corrosion-free HEWI fixing material - Batteries (AA 1.5 V / 4 pcs.) not included in the scope of supply - CE marking in accordance with EMC Directive 2014/30/EU Article no.: HEWI 477.06B10498 | https://catalog.hewi.com/en/p/47706B10498 | https://catalog.hewi.com/storage/downloads/HEWI_477_06B10498_en.pdf
477.06B10499 | HEWI SENSORIC Electronic disinfectant dispenser | Range 477 Electronic Disinfectant Dispenser - rectangular shaped housing with large radii - designed to hold commercially available disinfectant - with inner container for free filling, capacity 500 ml - inner container can be removed for cleaning - Side level indicator - Contact-free disinfectant dispenser - Disinfectant is dispensed as a spray - enclosed sticker to identify the dispenser (if required to distinguish between soap dispenser, foam soap dispenser and disinfectant dispenser) - Illumination of the disinfection area when the sensor is activated (blue light) - With battery change indicator - With locking device as protection against misuse - Maintenance-free - 134 mm wide, 278 mm high and 106 mm deep - For wall mounting - body made of high-gloss polyamide in HEWI colour 99 (pure white) - Frame element / removal opening made of high-quality, matt polyamide in HEWI colours 99 (pure white), 98 (signal white), 97 (light grey), 95 (rock grey), 92 (anthracite grey), 74 (apple green), 72 (may green), 55 (aqua blue), 50 (steel blue) and 36 (coral) - including corrosion-free HEWI fixing material - Batteries (AA 1.5 V / 4 pcs.) not included in the scope of supply - CE marking in accordance with EMC Directive 2014/30/EU Article no.: HEWI 477.06B10499 | https://catalog.hewi.com/en/p/47706B10499 | https://catalog.hewi.com/storage/downloads/HEWI_477_06B10499_en.pdf
477.06B10598 | HEWI Disinfectant and soap dispenser | Series 477 disinfectant or soap dispenser 500 ml - rectangular shaped housing with large radii - with viewing windows on the sides for monitoring the fill level - for dosed dispensing of chlorine-free,, alcohol-based hand disinfectants or liquid soaps - for 500 ml standard Euro bottles - easy exchange of disposable bottles from the front - dispenser with long lever,, lockable - dispensing quantity can be adjusted to several levels: 0.7 ml, 1.0 ml, 1.2 ml, 1.5 ml (depending on the viscosity of the filling material) - dispensing pump made of stainless steel - compatible with hygiene packaging requirements (collapsible bottle with disposable pump) - pump is dishwasher-safe and autoclavable up to 134 °C, 3 bar - Width 88 mm, 358 mm in height, 187 mm in depth - incl. 500 ml empty container for independent refilling - for wall mounting - body made of high-gloss polyamide in HEWI colour 98 (signal white) - operating lever made of high-quality, matte polyamide in HEWI colour 99 (pure white), 98 (signal white), 97 (light grey), 95 (stone grey), 92 (anthracite grey), 74 (apple green), 72 (may green), 55 (aqua blue), 50 (steel blue) and 36 (coral) - includes corrosion-free HEWI mounting materials Article no.: HEWI 477.06B10598 | https://catalog.hewi.com/en/p/47706B10598 | https://catalog.hewi.com/storage/downloads/HEWI_477_06B10598_en.pdf
477.06B10599 | HEWI Disinfectant and soap dispenser | Series 477 disinfectant or soap dispenser 500 ml - rectangular shaped housing with large radii - with viewing windows on the sides for monitoring the fill level - for dosed dispensing of chlorine-free,, alcohol-based hand disinfectants or liquid soaps - for 500 ml standard Euro bottles - easy exchange of disposable bottles from the front - dispenser with long lever,, lockable - dispensing quantity can be adjusted to several levels: 0.7 ml, 1.0 ml, 1.2 ml, 1.5 ml (depending on the viscosity of the filling material) - dispensing pump made of stainless steel - compatible with hygiene packaging requirements (collapsible bottle with disposable pump) - pump is dishwasher-safe and autoclavable up to 134 °C, 3 bar - Width 88 mm, 358 mm in height, 187 mm in depth - incl. 500 ml empty container for independent refilling - for wall mounting - body made of high-gloss polyamide in HEWI colour 99 (pure white) - operating lever made of high-quality, matte polyamide in HEWI colour 99 (pure white), 98 (signal white), 97 (light grey), 95 (stone grey), 92 (anthracite grey), 74 (apple green), 72 (may green), 55 (aqua blue), 50 (steel blue) and 36 (coral) - includes corrosion-free HEWI mounting materials Article no.: HEWI 477.06B10599 | https://catalog.hewi.com/en/p/47706B10599 | https://catalog.hewi.com/storage/downloads/HEWI_477_06B10599_en.pdf
477.06B11005 | HEWI Soap dispenser | Series 477 ICONIC Soap Dispenser - Two-coloured soap dispenser - Wall mounting bracket and holder made of high quality, matt polyamide in HEWI colour 74 (apple green) - Push-button made of high-quality matt polyamide in HEWI colour 72 (may green) - Container and lid made of matt white transparent synthetic material - Cylindrical container in ring-shaped, wall-mounted bracket - Used to hold standard liquid soap - Allows one-hand operation - Soap dosage control by means of a large push-button at the front - Container can be removed - Anti-theft protection through concealed screw fixing - Lockable container lid - wall-mounted base to conceal drill holes must be ordered separately (477.06BE04 74) - width 76 mm, height 214 mm, depth 119 mm, diameter of container 76 mm, capacity 500 ml Article no.: HEWI 477.06B11005 | https://catalog.hewi.com/en/p/47706B11005 | https://catalog.hewi.com/storage/downloads/HEWI_477_06B11005_en.pdf
477.06B11015 | HEWI Soap dispenser | Series 477 ICONIC Soap Dispenser - Two-coloured soap dispenser - Wall mounting bracket and holder made of high quality, matt polyamide in HEWI colour 74 (apple green) - Push-button made of high-quality matt polyamide in HEWI colour 36 (coral) - Container and lid made of matt white transparent synthetic material - Cylindrical container in ring-shaped, wall-mounted bracket - Used to hold standard liquid soap - Allows one-hand operation - Soap dosage control by means of a large push-button at the front - Container can be removed - Anti-theft protection through concealed screw fixing - Lockable container lid - wall-mounted base to conceal drill holes must be ordered separately (477.06BE04 74) - width 76 mm, height 214 mm, depth 119 mm, diameter of container 76 mm, capacity 500 ml Article no.: HEWI 477.06B11015 | https://catalog.hewi.com/en/p/47706B11015 | https://catalog.hewi.com/storage/downloads/HEWI_477_06B11015_en.pdf
477.06B11025 | HEWI Soap dispenser | Series 477 ICONIC Soap Dispenser - Two-coloured soap dispenser - Wall mounting bracket and holder made of high quality, matt polyamide in HEWI colour 55 (aqua blue) - Push-button made of high-quality matt polyamide in HEWI colour 50 (steel blue) - Container and lid made of matt white transparent synthetic material - Cylindrical container in ring-shaped, wall-mounted bracket - Used to hold standard liquid soap - Allows one-hand operation - Soap dosage control by means of a large push-button at the front - Container can be removed - Anti-theft protection through concealed screw fixing - Lockable container lid - wall-mounted base to conceal drill holes must be ordered separately (477.06BE04 55) - width 76 mm, height 214 mm, depth 119 mm, diameter of container 76 mm, capacity 500 ml Article no.: HEWI 477.06B11025 | https://catalog.hewi.com/en/p/47706B11025 | https://catalog.hewi.com/storage/downloads/HEWI_477_06B11025_en.pdf
477.06B11035 | HEWI Soap dispenser | Series 477 ICONIC Soap Dispenser - Two-coloured soap dispenser - Wall mounting bracket and holder made of high quality, matt polyamide in HEWI colour 55 (aqua blue) - Push-button made of high-quality matt polyamide in HEWI colour 74 (apple green) - Container and lid made of matt white transparent synthetic material - Cylindrical container in ring-shaped, wall-mounted bracket - Used to hold standard liquid soap - Allows one-hand operation - Soap dosage control by means of a large push-button at the front - Container can be removed - Anti-theft protection through concealed screw fixing - Lockable container lid - wall-mounted base to conceal drill holes must be ordered separately (477.06BE04 55) - width 76 mm, height 214 mm, depth 119 mm, diameter of container 76 mm, capacity 500 ml Article no.: HEWI 477.06B11035 | https://catalog.hewi.com/en/p/47706B11035 | https://catalog.hewi.com/storage/downloads/HEWI_477_06B11035_en.pdf
477.06B60005 | HEWI Paper towel dispenser | Range 477 Paper towel dispenser - rectangular container with edged access opening - for standard paper towels, holds approx. 450 towels - user-friendly dispenser opening - easy to fill and lockable - for wall mounting - 310 mm wide, 459 mm high, 160 mm deep - container made of high-quality white-translucent synthetic material - dispenser opening edges with high-quality matt polyamide in HEWI colours 99 (pure white), 98 (signal white), 97 (light grey), 95 (stone grey) and 92 (anthracite grey) Article no.: HEWI 477.06B60005 | https://catalog.hewi.com/en/p/47706B60005 | https://catalog.hewi.com/storage/downloads/HEWI_477_06B60005_en.pdf
477.06B60198 | HEWI Paper towel dispenser | Range 477 Paper towel dispenser - rectangular shaped housing with large radii - holds commercially available paper towels with various folds in widths of 235 - 250 mm and folded lengths / depths of 80 - 110 mm (HEWI recommends paper towels with Z-fold) - capacity approx. 300 - 450 paper towels - Side level indicator - With locking device as protection against misuse - 287 mm wide, 354 mm high and 153 mm deep - For wall mounting - body made of high-gloss polyamide in HEWI colour 98 (signal white) - Frame element / removal opening made of high-quality, matt polyamide in HEWI colours 99 (pure white), 98 (signal white), 97 (light grey), 95 (rock grey) and 92 (anthracite grey) - including corrosion-free HEWI fixing material Article no.: HEWI 477.06B60198 | https://catalog.hewi.com/en/p/47706B60198 | https://catalog.hewi.com/storage/downloads/HEWI_477_06B60198_en.pdf
477.06B60199 | HEWI Paper towel dispenser | Range 477 Paper towel dispenser - rectangular shaped housing with large radii - holds commercially available paper towels with various folds in widths of 235 - 250 mm and folded lengths / depths of 80 - 110 mm (HEWI recommends paper towels with Z-fold) - capacity approx. 300 - 450 paper towels - Side level indicator - With locking device as protection against misuse - 287 mm wide, 354 mm high and 153 mm deep - For wall mounting - body made of high-gloss polyamide in HEWI colour 99 (pure white) - Frame element / removal opening made of high-quality, matt polyamide in HEWI colours 99 (pure white), 98 (signal white), 97 (light grey), 95 (rock grey), 92 (anthracite grey), 74 (apple green), 72 (may green), 55 (aqua blue), 50 (steel blue) and 36 (coral) - including corrosion-free HEWI fixing material Article no.: HEWI 477.06B60199 | https://catalog.hewi.com/en/p/47706B60199 | https://catalog.hewi.com/storage/downloads/HEWI_477_06B60199_en.pdf
477.06B750 | HEWI Hygiene bag dispenser | Range 477 Hygiene bag dispenser - cube-shaped body with soft radii - linear and functional in a clear and harmonious design - holds and dispenses proprietary hygiene bags made of synthetic material - for wall mounting - 143 mm wide, 103 mm high and 27 mm deep - made of high-quality matt polyamide in HEWI colours 99 (pure white), 98 (signal white), 97 (light grey), 95 (stone grey), 92 (anthracite grey), 90 (jet black), 55 (aqua blue) and 36 (coral) - including non-corrosive HEWI fixing material Article no.: HEWI 477.06B750 | https://catalog.hewi.com/en/p/47706B750 | https://catalog.hewi.com/storage/downloads/HEWI_477_06B750_en.pdf
477.06BE04 | HEWI Wall-mounted base | Wall base for soap dispenser range 477, matt edition - Wall base to cover existing drill holes - for soap dispenser 477.06B1... - made of high-quality, matte polyamide in HEWI colour 99 (pure white), 98 (signal white), 97 (light grey), 95 (stone grey), 92 (anthracite grey), 74 (apple green) and 55 (aqua blue) Article no.: HEWI 477.06BE04 | https://catalog.hewi.com/en/p/47706BE04 | https://catalog.hewi.com/storage/downloads/HEWI_477_06BE04_en.pdf
477.06D10005 | HEWI active+ Soap dispenser | Range 477 Soap dispenser - cylindrical container in ring-shaped, wall-mounted bracket - used to hold standard liquid soap - allows one-hand operation - soap dosage control by means of a large push-button at the front - container can be removed - anti-theft protection through concealed screw fixing - lockable container lid - wall-mounted base to conceal drill holes must be ordered separately (477.06DE04) - 76 mm wide, 214 mm high, 119 mm deep, diameter of container 76 mm, capacity 500 ml - wall-mounted base and holder made of high-quality polyamide in HEWI colour 98 (signal white), with active antimicrobial microsilver - push-button made of high-quality polyamide in HEWI colour 92 (anthracite grey) - container and lid made of matt white transparent synthetic material. Article no.: HEWI 477.06D10005 | https://catalog.hewi.com/en/p/47706D10005 | https://catalog.hewi.com/storage/downloads/HEWI_477_06D10005_en.pdf
477.06D60005 | HEWI active+ Paper towel dispenser | Range 477 Paper towel dispenser - rectangular container with edged access opening - for standard paper towels, holds approx. 450 towels - user-friendly dispenser opening - easy to fill and lockable - for wall mounting - 310 mm wide, 459 mm high, 160 mm deep - container made of high-quality white-translucent synthetic material - dispenser opening edged with high-quality polyamide in HEWI colour 98 (signal white) with active antimicrobial silver Article no.: HEWI 477.06D60005 | https://catalog.hewi.com/en/p/47706D60005 | https://catalog.hewi.com/storage/downloads/HEWI_477_06D60005_en.pdf
477.06DE04 | HEWI Wall-mounted base | Wall base for soap dispenser range 477 HEWI active+ - Wall base to cover existing drill holes - for soap dispenser 477.06D10005 - made of high gloss polyamide in HEWI colour 98 (signal white), with active antimicrobial microsilver. Article no.: HEWI 477.06DE04 | https://catalog.hewi.com/en/p/47706DE04 | https://catalog.hewi.com/storage/downloads/HEWI_477_06DE04_en.pdf
477.09.100 | HEWI Towel rail | Range 477 Towel rail - towel rail with two cylindrical arms arranged above each other - for hanging up towels and other pieces of clothing - the arms can be swung to the side separately - 446 mm long and 160 mm high, diameter of the arms 28 mm - made of high-quality polyamide according to HEWI colour chart Article no.: HEWI 477.09.100 | https://catalog.hewi.com/en/p/47709100 | https://catalog.hewi.com/storage/downloads/HEWI_477_09_100_en.pdf
477.09.200 | HEWI Towel rail | Range 477 Towel rail - towel rail with one cylindrical arm - for hanging up towels and other pieces of clothing - the arm can be swung to the side - 442 mm long and 105 mm high, arm diameter 28 mm - made of high-quality polyamide according to HEWI colour chart Article no.: HEWI 477.09.200 | https://catalog.hewi.com/en/p/47709200 | https://catalog.hewi.com/storage/downloads/HEWI_477_09_200_en.pdf
477.09.300 | HEWI Towel ring | Range 477 Towel ring - elongated ring - for hanging up towels and other pieces of clothing - the ring is pivoted and locks at approx. 30° - 320 mm wide and 150 mm high - made of high-quality polyamide according to HEWI colour chart Article no.: HEWI 477.09.300 | https://catalog.hewi.com/en/p/47709300 | https://catalog.hewi.com/storage/downloads/HEWI_477_09_300_en.pdf
477.09B100 | HEWI Towel rail | Range 477 Towel rail - towel rail with two cylindrical arms arranged above each other - for hanging up towels and other pieces of clothing - the arms can be swung to the side separately - 446 mm long and 160 mm high, diameter of the arms 28 mm - made of high-quality matt polyamide in HEWI colours 99 (pure white), 98 (signal white), 97 (light grey), 95 (stone grey) and 92 (anthracite grey) Article no.: HEWI 477.09B100 | https://catalog.hewi.com/en/p/47709B100 | https://catalog.hewi.com/storage/downloads/HEWI_477_09B100_en.pdf
477.09B200 | HEWI Towel rail | Range 477 Towel rail - towel rail with one cylindrical arm - for hanging up towels and other pieces of clothing - the arm can be swung to the side - 442 mm long and 105 mm high, arm diameter 28 mm - made of high-quality matt polyamide in HEWI colours 99 (pure white), 98 (signal white), 97 (light grey), 95 (stone grey) and 92 (anthracite grey) Article no.: HEWI 477.09B200 | https://catalog.hewi.com/en/p/47709B200 | https://catalog.hewi.com/storage/downloads/HEWI_477_09B200_en.pdf
477.09B300 | HEWI Towel ring | Range 477 Towel ring - elongated ring - for hanging up towels and other pieces of clothing - the ring is pivoted and locks at approx. 30° - 320 mm wide and 150 mm high - made of high-quality matt polyamide in HEWI colours 99 (pure white), 98 (signal white), 97 (light grey), 95 (stone grey) and 92 (anthracite grey) Article no.: HEWI 477.09B300 | https://catalog.hewi.com/en/p/47709B300 | https://catalog.hewi.com/storage/downloads/HEWI_477_09B300_en.pdf
477.09D100 | HEWI active+ Towel rail | Range 477 Towel rail - towel rail with two cylindrical arms arranged above each other - for hanging up towels and pieces of clothing - the arms can be swung to the side separately - 446 mm long and 160 mm high, diameter of the arms 28 mm - made of high-quality polyamide in HEWI colour 98 (signal white), with active antimicrobial microsilver Article no.: HEWI 477.09D100 | https://catalog.hewi.com/en/p/47709D100 | https://catalog.hewi.com/storage/downloads/HEWI_477_09D100_en.pdf
477.20.010 | HEWI Toilet brush | Range 477 Toilet brush - brush handle with replaceable black brush head made of polyamide - brush head can be replaced due to bayonet fixing - 460 mm long - brush handle made of high-quality polyamide according to HEWI colour chart Article no.: HEWI 477.20.010 | https://catalog.hewi.com/en/p/47720010 | https://catalog.hewi.com/storage/downloads/HEWI_477_20_010_en.pdf
477.20.100 | HEWI Toilet brush unit | Range 477 Toilet brush unit - brush handle with replaceable black brush head made of polyamide - brush holder with curved bottom and spherical, semi-open top in ring-shaped bracket - top part can be rotated - container is removable, but can also be fitted to prevent theft - brush head can be replaced due to bayonet fixing - anti-theft protection through concealed screw fixing - 141 mm wide, 470 mm high and 140 mm deep - made of high-quality polyamide according to HEWI colour chart Article no.: HEWI 477.20.100 | https://catalog.hewi.com/en/p/47720100 | https://catalog.hewi.com/storage/downloads/HEWI_477_20_100_en.pdf
477.20.10005 | HEWI Toilet brush unit | Range 477 Toilet brush unit - brush handle with replaceable black brush head made of polyamide - brush holder with curved bottom and spherical, semi-open top in ring-shaped bracket - top part can be rotated through 360° - container is removable, but can also be fitted to prevent theft - brush head can be replaced due to bayonet fixing - anti-theft protection through concealed screw fixing - 141 mm wide, 470 mm high and 140 mm deep - bracket, brush holder and brush handle made of high-quality polyamide according to HEWI colour chart - top made of translucent synthetic material in colour white Article no.: HEWI 477.20.10005 | https://catalog.hewi.com/en/p/4772010005 | https://catalog.hewi.com/storage/downloads/HEWI_477_20_10005_en.pdf
477.20.101 | HEWI Toilet brush unit | Series 477 ICONIC Toilet brush unit - three-colour toilet brush unit - made of high gloss polyamide - Container: 99 (pure white), Holder: 55 (aqua blue), Brush handle:36 (coral) - Brush handle with replaceable black polyamide brush head - Brush head with curved bottom and spherical, partially open top in ring-shaped holder - Top part continuously rotatable - Container is removable, but can also be fitted to prevent theft - Bayonet fixing makes brush head easy to replace - Anti-theft protection through concealed screw fixing - Width 141 mm, Height 470 mm and Depth 140 mm Article no.: HEWI 477.20.101 | https://catalog.hewi.com/en/p/47720101 | https://catalog.hewi.com/storage/downloads/HEWI_477_20_101_en.pdf
477.20.102 | HEWI Toilet brush unit | Series 477 ICONIC Toilet brush unit - Three-colour toilet brush unit - made of high gloss polyamide - Container: 74 (apple green), Holder: 72 (may green), Brush handle:36 (coral) - Brush handle with replaceable black polyamide brush head - Brush head with curved bottom and spherical, partially open top in ring-shaped holder - Top part continuously rotatable - Container is removable,, but can also be fitted to prevent theft - Bayonet fixing makes brush head easy to replace - Anti-theft protection through concealed screw fixing - Width 141 mm, Height 470 mm and Depth 140 mm Article no.: HEWI 477.20.102 | https://catalog.hewi.com/en/p/47720102 | https://catalog.hewi.com/storage/downloads/HEWI_477_20_102_en.pdf
477.20.103 | HEWI Toilet brush unit | Series 477 ICONIC Toilet brush unit - Three-colour Toilet brush unit - made of high gloss polyamide - Container: 55 (aqua blue), Holder: 50 (steel blue), Brush handle:74 (apple green) - Brush handle with replaceable black polyamide brush head - Brush head with curved bottom and spherical, partially open top in ring-shaped holder - Top part continuously rotatable - Container is removable,, but can also be fitted to prevent theft - Bayonet fixing makes brush head easy to replace - Anti-theft protection through concealed screw fixing - Width 141 mm, Height 470 mm and Depth 140 mm Article no.: HEWI 477.20.103 | https://catalog.hewi.com/en/p/47720103 | https://catalog.hewi.com/storage/downloads/HEWI_477_20_103_en.pdf
477.20.200 | HEWI Toilet brush unit | Range 477 Toilet brush unit - brush handle with replaceable black brush head made of polyamide - cylindrical brush holder with side opening - free-standing - holder 110 mm in diameter and 250 mm high, together with brush 520 mm high - made of high-quality polyamide according to HEWI colour chart Article no.: HEWI 477.20.200 | https://catalog.hewi.com/en/p/47720200 | https://catalog.hewi.com/storage/downloads/HEWI_477_20_200_en.pdf
477.20.E03 | HEWI brush handle | Brush handle - for toilet brush units 477.20.100..., 477.20.200 and toilet brush 477.20.010 - suitable for brush head 921037, 921038 and 921044 - as toilet brush replacement handle - made of high-quality polyamide according to HEWI colour chart Article no.: HEWI 477.20.E03 | https://catalog.hewi.com/en/p/47720E03 | https://catalog.hewi.com/storage/downloads/HEWI_477_20_E03_en.pdf
477.20.E04 | HEWI Toilet brush container | Toilet brush holder - for toilet brush unit 477.20.100 and 805.20.100 - made of high-quality polyamide according to HEWI colour chart Article no.: HEWI 477.20.E04 | https://catalog.hewi.com/en/p/47720E04 | https://catalog.hewi.com/storage/downloads/HEWI_477_20_E04_en.pdf
477.20.E05 | HEWI Toilet brush container | Toilet brush holder - for toilet brush unit 477.20.10005 - made of high-quality polyamide in HEWI colours 99 (pure white), 98 (signal white), 97 (light grey), 95 (stone grey), 92 (anthracite grey) and 90 (jet black) - top made of translucent synthetic material in colour white Article no.: HEWI 477.20.E05 | https://catalog.hewi.com/en/p/47720E05 | https://catalog.hewi.com/storage/downloads/HEWI_477_20_E05_en.pdf
477.20B010 | HEWI Toilet brush | Range 477 Toilet brush - brush handle with replaceable brush head made of black polyamide - brush head can be replaced due to bayonet fixing - 460 mm long - brush handle made of high-quality matt polyamide in HEWI colours 99 (pure white), 98 (signal white), 97 (light grey), 95 (stone grey) and 92 (anthracite grey) Article no.: HEWI 477.20B010 | https://catalog.hewi.com/en/p/47720B010 | https://catalog.hewi.com/storage/downloads/HEWI_477_20B010_en.pdf
477.20B100 | HEWI Toilet brush unit | Range 477 Toilet brush unit - brush handle with replaceable black brush head made of polyamide - brush holder with curved bottom and spherical, semi-open top in ring-shaped bracket - top part can be rotated - container is removable, but can also be fitted to prevent theft - brush head can be replaced due to bayonet fixing - anti-theft protection through concealed screw fixing - 141 mm wide, 470 mm high and 140 mm deep - made of high-quality matt polyamide in HEWI colours 99 (pure white), 98 (signal white), 97 (light grey), 95 (stone grey) and 92 (anthracite grey) Article no.: HEWI 477.20B100 | https://catalog.hewi.com/en/p/47720B100 | https://catalog.hewi.com/storage/downloads/HEWI_477_20B100_en.pdf
477.20B10005 | HEWI Toilet brush unit | Range 477 Toilet brush unit - brush handle with replaceable black brush head made of polyamide - brush holder with curved bottom and spherical, semi-open top in ring-shaped bracket - top part can be rotated through 360° - container is removable, but can also be fitted to prevent theft - brush head can be replaced due to bayonet fixing - anti-theft protection through concealed screw fixing - 141 mm wide, 470 mm high and 140 mm deep - bracket, brush holder and brush handle made of high-quality matt polyamide in HEWI colours 99 (pure white), 98 (signal white), 97 (light grey), 95 (stone grey) and 92 (anthracite grey) - top made of translucent matt synthetic material in colour white Article no.: HEWI 477.20B10005 | https://catalog.hewi.com/en/p/47720B10005 | https://catalog.hewi.com/storage/downloads/HEWI_477_20B10005_en.pdf
477.20B101 | HEWI Toilet brush unit | Series 477 ICONIC Toilet brush unit - three-colour toilet brush unit - made of high quality, matt polyamide - Container: 99 (pure white), Holder: 55 (aqua blue), Brush handle:36 (coral) - Brush handle with replaceable black polyamide brush head - Brush head with curved bottom and spherical, partially open top in ring-shaped holder - Top part continuously rotatable - Container is removable,, but can also be fitted to prevent theft - Bayonet fixing makes brush head easy to replace - Anti-theft protection through concealed screw fixing - Width 141 mm, Height 470 mm and Depth 140 mm Article no.: HEWI 477.20B101 | https://catalog.hewi.com/en/p/47720B101 | https://catalog.hewi.com/storage/downloads/HEWI_477_20B101_en.pdf
477.20B102 | HEWI Toilet brush unit | Series 477 ICONIC Toilet brush unit - Three-colour toilet brush unit - made of high quality, matt polyamide - Container: 74 (apple green), Holder: 72 (may green), Brush handle:36 (coral) - Brush handle with replaceable black polyamide brush head - Brush head with curved bottom and spherical, partially open top in ring-shaped holder - Top part continuously rotatable - Container is removable,, but can also be fitted to prevent theft - Bayonet fixing makes brush head easy to replace - Anti-theft protection through concealed screw fixing - Width 141 mm, Height 470 mm and Depth 140 mm Article no.: HEWI 477.20B102 | https://catalog.hewi.com/en/p/47720B102 | https://catalog.hewi.com/storage/downloads/HEWI_477_20B102_en.pdf
477.20B103 | HEWI Toilet brush unit | Series 477 ICONIC Toilet brush unit - Three-colour Toilet brush unit - made of high quality, matt polyamide - Container: 55 (aqua blue), Holder: 50 (steel blue), Brush handle:74 (apple green) - Brush handle with replaceable black polyamide brush head - Brush head with curved bottom and spherical, partially open top in ring-shaped holder - Top part continuously rotatable - Container is removable,, but can also be fitted to prevent theft - Bayonet fixing makes brush head easy to replace - Anti-theft protection through concealed screw fixing - Width 141 mm, Height 470 mm and Depth 140 mm Article no.: HEWI 477.20B103 | https://catalog.hewi.com/en/p/47720B103 | https://catalog.hewi.com/storage/downloads/HEWI_477_20B103_en.pdf
477.20B200 | HEWI Toilet brush unit | Range 477 Toilet brush unit - brush handle with replaceable head made of black polyamide - cylindrical brush holder with side opening - free-standing - holder 110 mm in diameter and 250 mm high, together with brush 520 mm high - made of high-quality matt polyamide in HEWI colours 99 (pure white), 98 (signal white), 97 (light grey), 95 (stone grey) and 92 (anthracite grey) Article no.: HEWI 477.20B200 | https://catalog.hewi.com/en/p/47720B200 | https://catalog.hewi.com/storage/downloads/HEWI_477_20B200_en.pdf
477.20BE04 | HEWI Toilet brush container | Toilet brush holder - for toilet brush unit 477.20B100 - made of high-quality matt polyamide in HEWI colours 99 (pure white), 98 (signal white), 97 (light grey), 95 (stone grey) and 92 (anthracite grey) Article no.: HEWI 477.20BE04 | https://catalog.hewi.com/en/p/47720BE04 | https://catalog.hewi.com/storage/downloads/HEWI_477_20BE04_en.pdf
477.20D010 | HEWI active+ Toilet brush | Range 477 Toilet brush - brush handle with replaceable black brush head made of polyamide - bayonet fixing makes brush head easy to replace - 460 mm long - made of high-quality polyamide in HEWI colour 98 (signal white), with active antimicrobial microsilver Article no.: HEWI 477.20D010 | https://catalog.hewi.com/en/p/47720D010 | https://catalog.hewi.com/storage/downloads/HEWI_477_20D010_en.pdf
477.20D100 | HEWI active+ Toilet brush unit | Range 477 Toilet brush unit - brush handle with replaceable black brush head made of polyamide - brush holder with curved bottom and spherical, semi-open top in ring-shaped bracket - top part can be rotated through 360° - container is removable, but can also be fitted to prevent theft - bayonet fixing makes brush head easy to replace - anti-theft protection through concealed screw fixing - 141 mm wide, 470 mm high and 140 mm deep - made of high-quality polyamide in HEWI colour 98 (signal white), with active antimicrobial microsilver Article no.: HEWI 477.20D100 | https://catalog.hewi.com/en/p/47720D100 | https://catalog.hewi.com/storage/downloads/HEWI_477_20D100_en.pdf
477.21.100 | HEWI Toilet roll holder | Range 477 Toilet roll holder - right-angled U-shaped holder - anti-theft protection through concealed screw fixing - 160 mm wide, 120 mm high, rail 21 mm in diameter - made of high-quality polyamide according to HEWI colour chart Article no.: HEWI 477.21.100 | https://catalog.hewi.com/en/p/47721100 | https://catalog.hewi.com/storage/downloads/HEWI_477_21_100_en.pdf
477.21.150 | HEWI Toilet roll holder | Range 477 Toilet roll holder - right-angled U-shaped holder - with anti-theft feature for the toilet roll - anti-theft protection through concealed screw fixing - 160 mm wide, 120 mm high, rail 21 mm in diameter - including key for unlocking the anti-theft feature - made of high-quality polyamide according to HEWI colour chart Article no.: HEWI 477.21.150 | https://catalog.hewi.com/en/p/47721150 | https://catalog.hewi.com/storage/downloads/HEWI_477_21_150_en.pdf
477.21.200 | HEWI Spare roll holder | Range 477 Spare roll holder - cylindrical toilet roll holder with round rose - anti-theft protection through concealed screw fixing - 123 mm long, diameter 33 mm, 70 mm rose diameter - made of high-quality polyamide according to HEWI colour chart Article no.: HEWI 477.21.200 | https://catalog.hewi.com/en/p/47721200 | https://catalog.hewi.com/storage/downloads/HEWI_477_21_200_en.pdf
477.21.300 | HEWI Spare roll holder | Range 477 Spare roll holder - cylindrical toilet roll holder - anti-theft protection through concealed screw fixing - for wall mounting - 115 mm long and 33 mm in diameter - made of high-quality polyamide according to HEWI colour chart Article no.: HEWI 477.21.300 | https://catalog.hewi.com/en/p/47721300 | https://catalog.hewi.com/storage/downloads/HEWI_477_21_300_en.pdf
477.21.60098 | HEWI Large toilet roll holder | Range 477 Large toilet roll holder - rectangular shaped housing with large radii - for holding a standard large toilet roll in diameters from 250 - 320 mm - fill level indicator at the front - with locking device as protection against misuse - for wall mounting - width 360 mm, height 364 mm and depth 147 mm - extension possible with carousel 900.21.E01 - body made of high-gloss polyamide in HEWI colour 98 (signal white) - frame element / removal opening made of high-gloss polyamide in accordance with HEWI colour chart - includes corrosion-free HEWI mounting materials Article no.: HEWI 477.21.60098 | https://catalog.hewi.com/en/p/4772160098 | https://catalog.hewi.com/storage/downloads/HEWI_477_21_60098_en.pdf
477.21.60099 | HEWI Large toilet roll holder | Range 477 Large toilet roll holder - rectangular shaped housing with large radii - for holding a standard large toilet roll in diameters from 250 - 320 mm - fill level indicator at the front - with locking device as protection against misuse - for wall mounting - Width 360 mm, Height 364 mm and Depth 147 mm - extension possible with carousel 900.21.E01 - body made of high-gloss polyamide in HEWI colour 99 (pure white) - frame element / removal opening made of high-gloss polyamide in accordance with HEWI colour chart - includes corrosion-free HEWI mounting materials Article no.: HEWI 477.21.60099 | https://catalog.hewi.com/en/p/4772160099 | https://catalog.hewi.com/storage/downloads/HEWI_477_21_60099_en.pdf
477.21B100 | HEWI Toilet roll holder | Range 477 Toilet roll holder - right-angled U-shaped holder - anti-theft protection through concealed screw fixing - 160 mm wide, 120 mm high, rail 21 mm in diameter - made of high-quality matt polyamide in HEWI colours 99 (pure white), 98 (signal white), 97 (light grey), 95 (stone grey), 92 (anthracite grey), 74 (apple green), 72 (may green), 55 (aqua blue), 50 (steel blue) and 36 (coral) Article no.: HEWI 477.21B100 | https://catalog.hewi.com/en/p/47721B100 | https://catalog.hewi.com/storage/downloads/HEWI_477_21B100_en.pdf
477.21B150 | HEWI Toilet roll holder | Range 477 Toilet roll holder - right-angled U-shaped holder - with anti-theft feature for the toilet roll - anti-theft protection through concealed screw fixing - 160 mm wide, 120 mm high, rail 21 mm in diameter - including key for unlocking the anti-theft feature - made of high-quality matt polyamide in HEWI colours 99 (pure white), 98 (signal white), 97 (light grey), 95 (stone grey) and 92 (anthracite grey) Article no.: HEWI 477.21B150 | https://catalog.hewi.com/en/p/47721B150 | https://catalog.hewi.com/storage/downloads/HEWI_477_21B150_en.pdf
477.21B200 | HEWI Spare roll holder | Range 477 Spare roll holder - cylindrical toilet roll holder with round rose - anti-theft protection through concealed screw fixing - 123 mm long, diameter 33 mm, 70 mm rose diameter - made of high-quality matt polyamide in HEWI colours 99 (pure white), 98 (signal white), 97 (light grey), 95 (stone grey), 92 (anthracite grey), 74 (apple green), 72 (may green), 55 (aqua blue), 50 (steel blue) and 36 (coral) Article no.: HEWI 477.21B200 | https://catalog.hewi.com/en/p/47721B200 | https://catalog.hewi.com/storage/downloads/HEWI_477_21B200_en.pdf
477.21B300 | HEWI Spare roll holder | Range 477 Spare roll holder - cylindrical toilet roll holder - anti-theft protection through concealed screw fixing - for wall mounting - 115 mm long and 33 mm in diameter - made of high-quality matt polyamide in HEWI colours 99 (pure white), 98 (signal white), 97 (light grey), 95 (stone grey) and 92 (anthracite grey) Article no.: HEWI 477.21B300 | https://catalog.hewi.com/en/p/47721B300 | https://catalog.hewi.com/storage/downloads/HEWI_477_21B300_en.pdf
477.21B60098 | HEWI Large toilet roll holder | Range 477 Large toilet roll holder - rectangular shaped housing with large radii - for holding a standard large toilet roll in diameters from 250 - 320 mm - fill level indicator at the front - with locking device as protection against misuse - for wall mounting - width 360 mm, height 364 mm and depth 147 mm - extension possible with carousel 900.21.E01 - body made of high-gloss polyamide in HEWI colour 98 (signal white) - frame element / removal opening made of high-quality, matte polyamide in HEWI colour 99 (pure white), 98 (signal white), 97 (light grey), 95 (stone grey), 92 (anthracite grey), 74 (apple green), 72 (may green), 55 (aqua blue), 50 (steel blue) and 36 (coral) - includes corrosion-free HEWI mounting materials Article no.: HEWI 477.21B60098 | https://catalog.hewi.com/en/p/47721B60098 | https://catalog.hewi.com/storage/downloads/HEWI_477_21B60098_en.pdf
477.21B60099 | HEWI Large toilet roll holder | Range 477 Large toilet roll holder - rectangular shaped housing with large radii - for holding a standard large toilet roll in diameters from 250 - 320 mm - fill level indicator at the front - with locking device as protection against misuse - for wall mounting - Width 360 mm, Height 364 mm and Depth 147 mm - extension possible with carousel 900.21.E01 - body made of high-gloss polyamide in HEWI colour 99 (pure white) - frame element / removal opening made of high-quality, matte polyamide in HEWI colour 99 (pure white), 98 (signal white), 97 (light grey), 95 (stone grey), 92 (anthracite grey), 74 (apple green), 72 (may green), 55 (aqua blue), 50 (steel blue) and 36 (coral) - includes corrosion-free HEWI mounting materials Article no.: HEWI 477.21B60099 | https://catalog.hewi.com/en/p/47721B60099 | https://catalog.hewi.com/storage/downloads/HEWI_477_21B60099_en.pdf
477.21D100 | HEWI active+ Toilet roll holder | Range 477 Toilet roll holder - right-angled U-shaped holder - anti-theft protection through concealed screw fixing - 160 mm wide, 120 mm high, rail 21 mm in diameter - made of high-quality polyamide in HEWI colour 98 (signal white), with active antimicrobial microsilver Article no.: HEWI 477.21D100 | https://catalog.hewi.com/en/p/47721D100 | https://catalog.hewi.com/storage/downloads/HEWI_477_21D100_en.pdf
477.21D200 | HEWI active+ Spare roll holder | Range 477 Spare roll holder - cylindrical toilet roll holder with round rose - anti-theft protection through concealed screw fixing - 123 mm long and 33 mm in diameter, 70 mm rose diameter - made of high-quality polyamide in HEWI colour 98 (signal white), with active antimicrobial microsilver Article no.: HEWI 477.21D200 | https://catalog.hewi.com/en/p/47721D200 | https://catalog.hewi.com/storage/downloads/HEWI_477_21D200_en.pdf
477.30.020 | HEWI Hook for cloakroom rails | Cloakroom hook - movable hook - fits on rails with diameter 33 mm - recommended minimum spacing 75 mm - 105 mm high, 50 mm deep, 13 mm diameter - made of high-quality polyamide according to HEWI colour chart Article no.: HEWI 477.30.020 | https://catalog.hewi.com/en/p/47730020 | https://catalog.hewi.com/storage/downloads/HEWI_477_30_020_en.pdf
477.30.100 | HEWI Bath towel rail | Range 477 Bath towel rail - rail with right-angled ends and fixing roses - for hanging up bath towels and pieces of clothing - for wall mounting with roses - fixing with roses - 570 mm wide (centre-to-centre), 85 mm deep and 28 mm in diameter, 60 mm rose diameter - made of high-quality polyamide according to HEWI colour chart Article no.: HEWI 477.30.100 | https://catalog.hewi.com/en/p/47730100 | https://catalog.hewi.com/storage/downloads/HEWI_477_30_100_en.pdf
477.30.110 | HEWI Bath towel rail | Range 477 Bath towel rail - rail with right-angled ends without fixing roses - for hanging up bath towels and pieces of clothing - for wall mounting - including non-corrosive HEWI fixing material - 570 mm wide (centre-to-centre), 80 mm deep and 28 mm in diameter - made of high-quality polyamide according to HEWI colour chart Article no.: HEWI 477.30.110 | https://catalog.hewi.com/en/p/47730110 | https://catalog.hewi.com/storage/downloads/HEWI_477_30_110_en.pdf
477.30.200 | HEWI Bath towel rail | Range 477 Bath towel rail - rail with right-angled ends and fixing roses - for hanging up bath towels and pieces of clothing - for wall mounting with roses - fixing with roses - 457 mm wide (centre-to-centre), 85 mm deep, 28 mm in diameter, 60 mm rose diameter - made of high-quality polyamide according to HEWI colour chart Article no.: HEWI 477.30.200 | https://catalog.hewi.com/en/p/47730200 | https://catalog.hewi.com/storage/downloads/HEWI_477_30_200_en.pdf
477.30.210 | HEWI Bath towel rail | Range 477 Bath towel rail - rail with right-angled ends without fixing roses - for hanging up bath towels and pieces of clothing - for wall mounting - 457 mm wide (centre-to-centre), 80 mm deep, 28 mm in diameter - made of high-quality polyamide according to HEWI colour chart Article no.: HEWI 477.30.210 | https://catalog.hewi.com/en/p/47730210 | https://catalog.hewi.com/storage/downloads/HEWI_477_30_210_en.pdf
477.30.300 | HEWI Bath towel rail | Range 477 Bath towel rail - rail with right-angled ends and fixing roses - for hanging up bath towels and pieces of clothing - for wall mounting with roses - with corrosion-resistant steel insert - 600 mm wide (centre-to-centre), 90 mm deep and 33 mm in diameter, 70 mm rose diameter - made of high-quality polyamide according to HEWI colour chart Article no.: HEWI 477.30.300 | https://catalog.hewi.com/en/p/47730300 | https://catalog.hewi.com/storage/downloads/HEWI_477_30_300_en.pdf
477.30.310 | HEWI Bath towel rail | Range 477 Bath towel rail - rail with right-angled ends and fixing roses - for hanging up bath towels and pieces of clothing - for wall mounting with roses - with corrosion-resistant steel insert - 800 mm wide (centre-to-centre), 90 mm deep and 33 mm in diameter, 70 mm rose diameter - made of high-quality polyamide according to HEWI colour chart Article no.: HEWI 477.30.310 | https://catalog.hewi.com/en/p/47730310 | https://catalog.hewi.com/storage/downloads/HEWI_477_30_310_en.pdf
477.30.320 | HEWI Bath towel rail | Range 477 Bath towel rail - rail with right-angled ends and fixing roses - for hanging up bath towels and pieces of clothing - for wall mounting with roses - with corrosion-resistant steel insert - 1000 mm wide (centre-to-centre), 90 mm deep and 33 mm in diameter, 70 mm rose diameter - made of high-quality polyamide according to HEWI colour chart Article no.: HEWI 477.30.320 | https://catalog.hewi.com/en/p/47730320 | https://catalog.hewi.com/storage/downloads/HEWI_477_30_320_en.pdf
477.30.330 | HEWI Bath towel rail | Range 477 Bath towel rail - rail with right-angled ends and fixing roses - for hanging up bath towels and pieces of clothing - for wall mounting with roses - with corrosion-resistant steel insert - 1100 mm wide (centre-to-centre), 90 mm deep and 33 mm in diameter, 70 mm rose diameter - made of high-quality polyamide according to HEWI colour chart Article no.: HEWI 477.30.330 | https://catalog.hewi.com/en/p/47730330 | https://catalog.hewi.com/storage/downloads/HEWI_477_30_330_en.pdf
477.30.3S | HEWI Bath towel rail | Range 477 Bath towel rail - rail with right-angled ends and fixing roses - for hanging up bath towels and pieces of clothing - for wall mounting with roses - with corrosion-resistant steel insert - made-to-measure centre-to-centre length from min. 400 - max. 1100 mm, 90 mm deep and 33 mm in diameter, 70 mm rose diameter - made of high-quality polyamide according to HEWI colour chart Article no.: HEWI 477.30.3S | https://catalog.hewi.com/en/p/477303S | https://catalog.hewi.com/storage/downloads/HEWI_477_30_3S_en.pdf
477.30.E01 | HEWI Hook | Range 477 Hook - u-shaped hook with fixing ring - with its diameter of 28 mm, slides onto bath towel rails and grab bars - can be slid freely along the rail - 92 mm high, 45 mm deep and 12.5 mm in diameter - made of high-quality polyamide according to HEWI colour chart Article no.: HEWI 477.30.E01 | https://catalog.hewi.com/en/p/47730E01 | https://catalog.hewi.com/storage/downloads/HEWI_477_30_E01_en.pdf
477.30B010 | HEWI Hook | Range 477 Hook - u-shaped hook with fixing ring - with its diameter of 28 mm, slides onto bath towel rails and grab bars - can be slid freely along the rail - 92 mm high, 45 mm deep and 12.5 mm in diameter - made of high-quality matt polyamide in HEWI colours 99 (pure white), 98 (signal white), 97 (light grey), 95 (stone grey) and 92 (anthracite grey) Article no.: HEWI 477.30B010 | https://catalog.hewi.com/en/p/47730B010 | https://catalog.hewi.com/storage/downloads/HEWI_477_30B010_en.pdf
477.30B020 | HEWI Hook | Cloakroom hook - movable hook - fits on rails with diameter 33 mm - recommended minimum spacing 75 mm - 105 mm high, 50 mm deep, 13 mm diameter - made of high-quality matt polyamide in HEWI colours 99 (pure white), 98 (signal white), 97 (light grey), 95 (stone grey) and 92 (anthracite grey) Article no.: HEWI 477.30B020 | https://catalog.hewi.com/en/p/47730B020 | https://catalog.hewi.com/storage/downloads/HEWI_477_30B020_en.pdf
477.30B100 | HEWI Bath towel rail | Range 477 Bath towel rail - rail with right-angled ends and fixing roses - for hanging up bath towels and pieces of clothing - for wall mounting with roses - fixing with roses - 570 mm wide (centre-to-centre), 85 mm deep and 28 mm in diameter, 60 mm rose diameter - made of high-quality matt polyamide in HEWI colours 99 (pure white), 98 (signal white), 97 (light grey), 95 (stone grey) and 92 (anthracite grey) Article no.: HEWI 477.30B100 | https://catalog.hewi.com/en/p/47730B100 | https://catalog.hewi.com/storage/downloads/HEWI_477_30B100_en.pdf
477.30B110 | HEWI Bath towel rail | Range 477 Bath towel rail - rail with right-angled ends without fixing roses - for hanging up bath towels and pieces of clothing - for wall mounting - including non-corrosive HEWI fixing material - 570 mm wide (centre-to-centre), 80 mm deep and 28 mm in diameter - made of high-quality matt polyamide in HEWI colours 99 (pure white), 98 (signal white), 97 (light grey), 95 (stone grey) and 92 (anthracite grey) Article no.: HEWI 477.30B110 | https://catalog.hewi.com/en/p/47730B110 | https://catalog.hewi.com/storage/downloads/HEWI_477_30B110_en.pdf
477.30B200 | HEWI Bath towel rail | Range 477 Bath towel rail - rail with right-angled ends and fixing roses - for hanging up bath towels and pieces of clothing - for wall mounting with roses - fixing with roses - 457 mm wide (centre-to-centre), 85 mm deep, 28 mm in diameter, 60 mm rose diameter - made of high-quality matt polyamide in HEWI colours 99 (pure white), 98 (signal white), 97 (light grey), 95 (stone grey) and 92 (anthracite grey) Article no.: HEWI 477.30B200 | https://catalog.hewi.com/en/p/47730B200 | https://catalog.hewi.com/storage/downloads/HEWI_477_30B200_en.pdf
477.30B210 | HEWI Bath towel rail | Range 477 Bath towel rail - rail with right-angled ends without fixing roses - for hanging up bath towels and pieces of clothing - for wall mounting - 457 mm wide (centre-to-centre), 80 mm deep, 28 mm in diameter - made of high-quality matt polyamide in HEWI colours 99 (pure white), 98 (signal white), 97 (light grey), 95 (stone grey) and 92 (anthracite grey) Article no.: HEWI 477.30B210 | https://catalog.hewi.com/en/p/47730B210 | https://catalog.hewi.com/storage/downloads/HEWI_477_30B210_en.pdf
477.30B300 | HEWI Bath towel rail | Range 477 Bath towel rail - rail with right-angled ends and fixing roses - for hanging up bath towels and pieces of clothing - for wall mounting with roses - with corrosion-resistant steel insert - 600 mm wide (centre-to-centre), 90 mm deep and 33 mm in diameter, 70 mm rose diameter - made of high-quality matt polyamide in HEWI colours 99 (pure white), 98 (signal white), 97 (light grey), 95 (stone grey) and 92 (anthracite grey) Article no.: HEWI 477.30B300 | https://catalog.hewi.com/en/p/47730B300 | https://catalog.hewi.com/storage/downloads/HEWI_477_30B300_en.pdf
477.30B310 | HEWI Bath towel rail | Range 477 Bath towel rail - rail with right-angled ends and fixing roses - for hanging up bath towels and pieces of clothing - for wall mounting with roses - with corrosion-resistant steel insert - 800 mm wide (centre-to-centre), 90 mm deep and 33 mm in diameter, 70 mm rose diameter - made of high-quality matt polyamide in HEWI colours 99 (pure white), 98 (signal white), 97 (light grey), 95 (stone grey) and 92 (anthracite grey) Article no.: HEWI 477.30B310 | https://catalog.hewi.com/en/p/47730B310 | https://catalog.hewi.com/storage/downloads/HEWI_477_30B310_en.pdf
477.30B320 | HEWI Bath towel rail | Range 477 Bath towel rail - rail with right-angled ends and fixing roses - for hanging up bath towels and pieces of clothing - for wall mounting with roses - with corrosion-resistant steel insert - 1000 mm wide (centre-to-centre), 90 mm deep and 33 mm in diameter, 70 mm rose diameter - made of high-quality matt polyamide in HEWI colours 99 (pure white), 98 (signal white), 97 (light grey), 95 (stone grey) and 92 (anthracite grey) Article no.: HEWI 477.30B320 | https://catalog.hewi.com/en/p/47730B320 | https://catalog.hewi.com/storage/downloads/HEWI_477_30B320_en.pdf
477.30B330 | HEWI Bath towel rail | Range 477 Bath towel rail - rail with right-angled ends and fixing roses - for hanging up bath towels and pieces of clothing - for wall mounting with roses - with corrosion-resistant steel insert - 1100 mm wide (centre-to-centre), 90 mm deep and 33 mm in diameter, 70 mm rose diameter - made of high-quality matt polyamide in HEWI colours 99 (pure white), 98 (signal white), 97 (light grey), 95 (stone grey) and 92 (anthracite grey) Article no.: HEWI 477.30B330 | https://catalog.hewi.com/en/p/47730B330 | https://catalog.hewi.com/storage/downloads/HEWI_477_30B330_en.pdf
477.30B3S | HEWI Bath towel rail | Range 477 Bath towel rail - rail with right-angled ends and fixing roses - for hanging up bath towels and pieces of clothing - for wall mounting with roses - with corrosion-resistant steel insert - made-to-measure centre-to-centre length from min. 400 - max. 1100 mm, 90 mm deep and 33 mm in diameter, 70 mm rose diameter - made of high-quality matt polyamide in HEWI colours 99 (pure white), 98 (signal white), 97 (light grey), 95 (stone grey) and 92 (anthracite grey) Article no.: HEWI 477.30B3S | https://catalog.hewi.com/en/p/47730B3S | https://catalog.hewi.com/storage/downloads/HEWI_477_30B3S_en.pdf
477.30D100 | HEWI active+ Bath towel rail | Range 477 Bath towel rail - rail with right-angled ends and fixing roses - for hanging up bath towels and pieces of clothing - for wall mounting with roses - fixing with roses - 570 mm wide (centre-to-centre), 85 mm deep and 28 mm in diameter, 60 mm rose diameter - made of high-quality polyamide in HEWI colour 98 (signal white), with active antimicrobial microsilver Article no.: HEWI 477.30D100 | https://catalog.hewi.com/en/p/47730D100 | https://catalog.hewi.com/storage/downloads/HEWI_477_30D100_en.pdf
477.30D200 | HEWI active+ Bath towel rail | Range 477 Bath towel rail - rail with right-angled ends and fixing roses - for hanging up bath towels and pieces of clothing - for wall mounting with roses - fixing with roses - 457 mm wide (centre-to-centre), 85 mm deep, 28 mm in diameter, 60 mm rose diameter - made of high-quality polyamide in HEWI colour 98 (signal white), with active antimicrobial microsilver Article no.: HEWI 477.30D200 | https://catalog.hewi.com/en/p/47730D200 | https://catalog.hewi.com/storage/downloads/HEWI_477_30D200_en.pdf
477.30D300 | HEWI active+ Bath towel rail | Range 477 Bath towel rail - rail with right-angled ends and fixing roses - for hanging up bath towels and pieces of clothing - for wall mounting with roses - with corrosion-resistant steel insert - 600 mm wide (centre-to-centre), 90 mm deep and 33 mm in diameter, 70 mm rose diameter - made of high-quality polyamide in HEWI colour 98 (signal white), with active antimicrobial microsilver Article no.: HEWI 477.30D300 | https://catalog.hewi.com/en/p/47730D300 | https://catalog.hewi.com/storage/downloads/HEWI_477_30D300_en.pdf
477.30D310 | HEWI active+ Bath towel rail | Range 477 Bath towel rail - rail with right-angled ends and fixing roses - for hanging up bath towels and pieces of clothing - for wall mounting with roses - with corrosion-resistant steel insert - 800 mm wide (centre-to-centre), 90 mm deep and 33 mm in diameter, 70 mm rose diameter - made of high-quality polyamide in HEWI colour 98 (signal white), with active antimicrobial microsilver Article no.: HEWI 477.30D310 | https://catalog.hewi.com/en/p/47730D310 | https://catalog.hewi.com/storage/downloads/HEWI_477_30D310_en.pdf
477.30D3S | HEWI active+ Bath towel rail | Range 477 Bath towel rail - rail with right-angled ends and fixing roses - for hanging up bath towels and pieces of clothing - for wall mounting with roses - with corrosion-resistant steel insert - made-to-measure centre-to-centre length from min. 400 - max. 1100 mm, 90 mm deep and 33 mm in diameter, 70 mm rose diameter - made of high-quality polyamide in HEWI colour 98 (signal white), with active antimicrobial microsilver Article no.: HEWI 477.30D3S | https://catalog.hewi.com/en/p/47730D3S | https://catalog.hewi.com/storage/downloads/HEWI_477_30D3S_en.pdf
477.30US110 | HEWI Bath towel rail (USA) | Towel holder (USA) from Range 477 - rod curved at right-angles at the ends without fixing roses - for hanging bath towels and other laundry items - for wall-mounting - with corrosion-protected steel core - includes non-corroding HEWI fixing material - 22 7/16 inch (570 mm) wide (c to c), 3 1/8 inch (80 mm) deep, 1 1/8 inch (28 mm) in diameter - made from high-grade synthetic material in the HEWI colors 99 (pure white), 95 (stone gray), 92 (anthracite gray), 90 (jet black), 86 (sand), 84 (umber) and 33 (ruby red) Article no.: HEWI 477.30US110 | https://catalog.hewi.com/en/p/47730US110 | https://catalog.hewi.com/storage/downloads/HEWI_477_30US110_en.pdf
477.30US210 | HEWI Bath towel rail (USA) | Towel holder (USA) from Range 477 - rod curved at right-angles at the ends without fixing roses - for hanging bath towels and other laundry items - for wall-mounting - with corrosion-protected steel core - 18 inch (457 mm) wide (c to c), 3 1/8 inch (80 mm) deep, 1 1/8 inch (28 mm) in diameter - made from high-grade synthetic material in the HEWI colors 99 (pure white), 95 (stone gray), 92 (anthracite gray), 90 (jet black), 86 (sand), 84 (umber) and 33 (ruby red) Article no.: HEWI 477.30US210 | https://catalog.hewi.com/en/p/47730US210 | https://catalog.hewi.com/storage/downloads/HEWI_477_30US210_en.pdf
477.31.100 | HEWI Grab bar | Range 477 Grab bar - rail with right-angled ends and fixing roses - provides support and extra safety in the bathtub - for wall mounting with roses - fixing with roses - 250 mm wide (centre-to-centre), 85 mm deep and 28 mm in diameter, 60 mm rose diameter - made of high-quality polyamide according to HEWI colour chart Article no.: HEWI 477.31.100 | https://catalog.hewi.com/en/p/47731100 | https://catalog.hewi.com/storage/downloads/HEWI_477_31_100_en.pdf
477.31.110 | HEWI Grab bar | Range 477 Grab bar - rail with right-angled ends without fixing roses - provides support and extra safety in the bathtub - for wall mounting - including non-corrosive HEWI fixing material. - 250 mm wide (centre-to-centre), 80 mm deep and 28 mm in diameter - made of high-quality polyamide according to HEWI colour chart Article no.: HEWI 477.31.110 | https://catalog.hewi.com/en/p/47731110 | https://catalog.hewi.com/storage/downloads/HEWI_477_31_110_en.pdf
477.31.200 | HEWI Grab bar or towel rail | Range 477 Grab bar or towel rail - rail with right-angled ends and fixing roses - provides support and extra safety in the bathtub or for hanging up towels or pieces of clothing - for wall mounting with roses - 300 mm wide (centre-to-centre), 90 mm deep and 33 mm in diameter, 70 mm rose diameter - made of high-quality polyamide according to HEWI colour chart Article no.: HEWI 477.31.200 | https://catalog.hewi.com/en/p/47731200 | https://catalog.hewi.com/storage/downloads/HEWI_477_31_200_en.pdf
477.31B100 | HEWI Grab bar | Range 477 Grab bar - rail with right-angled ends and fixing roses - provides support and extra safety in the bathtub - for wall mounting with roses - fixing with roses - 250 mm wide (centre-to-centre), 85 mm deep and 28 mm in diameter, 60 mm rose diameter - made of high-quality matt polyamide in HEWI colours 99 (pure white), 98 (signal white), 97 (light grey), 95 (stone grey) and 92 (anthracite grey) Article no.: HEWI 477.31B100 | https://catalog.hewi.com/en/p/47731B100 | https://catalog.hewi.com/storage/downloads/HEWI_477_31B100_en.pdf
477.31B110 | HEWI Grab bar | Range 477 Grab bar - rail with right-angled ends without fixing roses - provides support and extra safety in the bathtub - for wall mounting - including non-corrosive HEWI fixing material. - 250 mm wide (centre-to-centre), 80 mm deep and 28 mm in diameter - made of high-quality matt polyamide in HEWI colours 99 (pure white), 98 (signal white), 97 (light grey), 95 (stone grey) and 92 (anthracite grey) Article no.: HEWI 477.31B110 | https://catalog.hewi.com/en/p/47731B110 | https://catalog.hewi.com/storage/downloads/HEWI_477_31B110_en.pdf
477.31B200 | HEWI Grab bar or towel rail | Range 477 Grab bar or towel rail - rail with right-angled ends and fixing roses - provides support and extra safety in the bathtub or for hanging up towels or pieces of clothing - for wall mounting with roses - 300 mm wide (centre-to-centre), 90 mm deep and 33 mm in diameter, 70 mm rose diameter - made of high-quality matt polyamide in HEWI colours 99 (pure white), 98 (signal white), 97 (light grey), 95 (stone grey) and 92 (anthracite grey) Article no.: HEWI 477.31B200 | https://catalog.hewi.com/en/p/47731B200 | https://catalog.hewi.com/storage/downloads/HEWI_477_31B200_en.pdf
477.31BUS110 | HEWI Grab bar (ADA) | Grab bar (USA) from Range 477 - rod curved at right-angles at the ends without fixing roses - serves as a support and for holding onto in the bathtub - for wall-mounting - includes non-corroding HEWI fixing material - 9 13/16 inch (250 mm) wide (c to c), 3 1/8 inch (80 mm) deep and 1 1/8 inch (28 mm) in diameter - made of high-quality matt polyamide in HEWI colours 99 (pure white), 95 (stone grey) and 92 (anthracite grey) Article no.: HEWI 477.31BUS110 | https://catalog.hewi.com/en/p/47731BUS110 | https://catalog.hewi.com/storage/downloads/HEWI_477_31BUS110_en.pdf
477.31D100 | HEWI active+ Grab bar | Range 477 Grab bar - rail with right-angled ends and fixing roses - provides support and extra safety in the bathtub - for wall mounting with roses - fixing with roses - 250 mm wide (centre-to-centre), 85 mm deep and 28 mm in diameter, 60 mm rose diameter - made of high-quality polyamide in HEWI colour 98 (signal white), with active antimicrobial microsilver Article no.: HEWI 477.31D100 | https://catalog.hewi.com/en/p/47731D100 | https://catalog.hewi.com/storage/downloads/HEWI_477_31D100_en.pdf
477.31US110 | HEWI Grab bar (ADA) | Grab bar (USA) from Range 477 - rod curved at right-angles at the ends without fixing roses - serves as a support and for holding onto in the bathtub - for wall-mounting - includes non-corroding HEWI fixing material - 9 13/16 inch (250 mm) wide (c to c), 3 1/8 inch (80 mm) deep and 1 1/8 inch (28 mm) in diameter - made from high-grade synthetic material in the HEWI colors 99 (pure white), 95 (stone gray), 92 (anthracite gray), 90 (jet black), 86 (sand), 84 (umber) and 33 (ruby red) Article no.: HEWI 477.31US110 | https://catalog.hewi.com/en/p/47731US110 | https://catalog.hewi.com/storage/downloads/HEWI_477_31US110_en.pdf
477.32.100 | HEWI Corner shelf | Range 477 Corner shelf - round dish with drain hole, inserted between two holders either at right-angles or parallel to one another - for storage utensils in shower area, a push-button facilitated release - lockable as anti-theft protection - for mounting on walls or in corners (80° - 135°) - 205 mm wide, 205 mm deep and 37 mm high, shelf area 150 mm in diameter, holders 90 mm wide and deep - holders and dish made of high-quality polyamide according to HEWI colour chart Article no.: HEWI 477.32.100 | https://catalog.hewi.com/en/p/47732100 | https://catalog.hewi.com/storage/downloads/HEWI_477_32_100_en.pdf
477.32B100 | HEWI Corner shelf | Range 477 Corner shelf - round dish with drain hole, inserted between two holders either at right-angles or parallel to one another - for storage utensils in shower area, a push-button facilitated release - lockable as anti-theft protection - for mounting on walls or in corners (80° - 135°) - 205 mm wide, 205 mm deep and 37 mm high, shelf area 150 mm in diameter, holders 90 mm wide and deep - holders and dish made of high-quality matt polyamide in HEWI colours 99 (pure white), 98 (signal white), 97 (light grey), 95 (stone grey) and 92 (anthracite grey) Article no.: HEWI 477.32B100 | https://catalog.hewi.com/en/p/47732B100 | https://catalog.hewi.com/storage/downloads/HEWI_477_32B100_en.pdf
477.33.100 | HEWI Rail with shower head holder | Range 477 Rail with shower head holder - rail system with shower head holder - suitable for shower heads of various manufacturers - shower head holder height adjustable by pulling or pushing a lever and with continuous tilt angle adjustment - rail system has corrosion-resistant steel core - fixing with roses - 1100 mm high (centre-to-centre), 90 mm deep and 33 mm in diameter, 70 mm rose diameter - made of high-quality polyamide according to HEWI colour chart Article no.: HEWI 477.33.100 | https://catalog.hewi.com/en/p/47733100 | https://catalog.hewi.com/storage/downloads/HEWI_477_33_100_en.pdf
477.33.103 | HEWI Rail with shower head holder | Series 477 ICONIC Shower head rail - two-colour shower head rail - made of high gloss polyamide - Rail and rosettes: 99 (pure white), Shower head holder 55 (aqua blue) - Rail system with shower head holder - Suitable for shower heads of various manufacturers - Shower head holder height adjustable by pulling or pushing a lever and with continuous tilt angle adjustment - Rail system has corrosion-resistant steel core - Mounting with rosettes - Height 1100 mm (centre-to-centre), Depth 90 mm and 33 mm in diameter, Rosettes 70 mm in diameter Article no.: HEWI 477.33.103 | https://catalog.hewi.com/en/p/47733103 | https://catalog.hewi.com/storage/downloads/HEWI_477_33_103_en.pdf
477.33.104 | HEWI Rail with shower head holder | Series 477 ICONIC Shower head rail - two-colour shower head rail - made of high gloss polyamide - Bar and rosettes: 99 (pure white), Shower head holder 36 (coral) - Rail system with shower head holder - Suitable for shower heads of various manufacturers - Shower head holder height adjustable by pulling or pushing a lever and with continuous tilt angle adjustment - Rail system has corrosion-resistant steel core - Mounting with rosettes - Height 1100 mm (centre-to-centre), Depth 90 mm and 33 mm in diameter, Rosettes 70 mm in diameter Article no.: HEWI 477.33.104 | https://catalog.hewi.com/en/p/47733104 | https://catalog.hewi.com/storage/downloads/HEWI_477_33_104_en.pdf
477.33.110 | HEWI Rail with shower head holder | Range 477 Rail with shower head holder - rail system with shower head holder - suitable for shower heads of various manufacturers - shower head holder height adjustable by pulling or pushing a lever and with continuous tilt angle adjustment - rail system has corrosion-resistant steel core - fixing with roses - 800 mm high (centre-to-centre), 90 mm deep and 33 mm in diameter, 70 mm rose diameter - made of high-quality polyamide according to HEWI colour chart Article no.: HEWI 477.33.110 | https://catalog.hewi.com/en/p/47733110 | https://catalog.hewi.com/storage/downloads/HEWI_477_33_110_en.pdf
477.33.120 | HEWI Rail with shower head holder | Range 477 Rail with shower head holder - rail system with shower head holder - suitable for shower heads of various manufacturers - shower head holder height adjustable by pulling or pushing a lever and with continuous tilt angle adjustment - can be used in left-hand or right-hand position - rail system has corrosion-resistant steel core - fixing with roses - 600 mm high (centre-to-centre), 90 mm deep and 33 mm in diameter, 70 mm rose diameter - made of high-quality polyamide according to HEWI colour chart Article no.: HEWI 477.33.120 | https://catalog.hewi.com/en/p/47733120 | https://catalog.hewi.com/storage/downloads/HEWI_477_33_120_en.pdf
477.33B100 | HEWI Rail with shower head holder | Range 477 Rail with shower head holder - rail system with shower head holder - suitable for shower heads of various manufacturers - shower head holder height adjustable by pulling or pushing a lever and with continuous tilt angle adjustment - functional area of the shower head holder in high-quality, glossy polyamide - rail system has corrosion-resistant steel core - fixing with roses - 1100 mm high (centre-to-centre), 90 mm deep and 33 mm in diameter, 70 mm rose diameter - made of high-quality matt polyamide in HEWI colours 99 (pure white), 98 (signal white), 97 (light grey), 95 (stone grey) and 92 (anthracite grey) Article no.: HEWI 477.33B100 | https://catalog.hewi.com/en/p/47733B100 | https://catalog.hewi.com/storage/downloads/HEWI_477_33B100_en.pdf
477.33B103 | HEWI Rail with shower head holder | Series 477 ICONIC Shower head rail - two-colour shower head rail - made of high-quality matt polyamide - Rail and rosettes: 99 (pure white), Shower head holder 55 (aqua blue) - Rail system with shower head holder - Suitable for shower heads of various manufacturers - Shower head holder height adjustable by pulling or pushing a lever and with continuous tilt angle adjustment - Functional area of the shower head holder in high quality, gloss polyamide - Rail system has corrosion-resistant steel core - Mounting with rosettes - Height 1100 mm (centre-to-centre), - Depth 90 mm and 33 mm in diameter, Rosettes 70 mm in diameter Article no.: HEWI 477.33B103 | https://catalog.hewi.com/en/p/47733B103 | https://catalog.hewi.com/storage/downloads/HEWI_477_33B103_en.pdf
477.33B104 | HEWI Rail with shower head holder | Series 477 ICONIC Shower head rail - two-colour shower head rail - made of high-quality matt polyamide - Rail and rosettes: 99 (pure white), Shower head holder 36 (coral) - Rail system with shower head holder - Suitable for shower heads of various manufacturers - Shower head holder height adjustable by pulling or pushing a lever and with continuous tilt angle adjustment - Functional area of the shower head holder in high quality, gloss polyamide - Rail system has corrosion-resistant steel core - Mounting with rosettes - Height 1100 mm (centre-to-centre), - Depth 90 mm and 33 mm in diameter, Rosettes 70 mm in diameter Article no.: HEWI 477.33B104 | https://catalog.hewi.com/en/p/47733B104 | https://catalog.hewi.com/storage/downloads/HEWI_477_33B104_en.pdf
477.33B110 | HEWI Rail with shower head holder | Range 477 Rail with shower head holder - rail system with shower head holder - suitable for shower heads of various manufacturers - shower head holder height adjustable by pulling or pushing a lever and with continuous tilt angle adjustment - functional area of the shower head holder in high-quality, glossy polyamide - rail system has corrosion-resistant steel core - fixing with roses - 800 mm high (centre-to-centre), 90 mm deep and 33 mm in diameter, 70 mm rose diameter - made of high-quality matt polyamide in HEWI colours 99 (pure white), 98 (signal white), 97 (light grey), 95 (stone grey) and 92 (anthracite grey) Article no.: HEWI 477.33B110 | https://catalog.hewi.com/en/p/47733B110 | https://catalog.hewi.com/storage/downloads/HEWI_477_33B110_en.pdf
477.33B120 | HEWI Rail with shower head holder | Range 477 Rail with shower head holder - rail system with shower head holder - suitable for shower heads of various manufacturers - shower head holder height adjustable by pulling or pushing a lever and with continuous tilt angle adjustment - functional area of the shower head holder in high-quality, glossy polyamide - can be used in left-hand or right-hand position - rail system has corrosion-resistant steel core - fixing with roses - 600 mm high (centre-to-centre), 90 mm deep and 33 mm in diameter, 70 mm rose diameter - made of high-quality matt polyamide in HEWI colours 99 (pure white), 98 (signal white), 97 (light grey), 95 (stone grey) and 92 (anthracite grey) Article no.: HEWI 477.33B120 | https://catalog.hewi.com/en/p/47733B120 | https://catalog.hewi.com/storage/downloads/HEWI_477_33B120_en.pdf
477.90.010 | HEWI Hook | Range 477 Single hook (small) - right-angled bend, cylindrical hook with fixing rose - for hanging up towels and other pieces of clothing and other utensils - anti-theft protection through concealed screw fixing - 46 mm deep, rose diameter 50 mm - made of high-quality polyamide according to HEWI colour chart Article no.: HEWI 477.90.010 | https://catalog.hewi.com/en/p/47790010 | https://catalog.hewi.com/storage/downloads/HEWI_477_90_010_en.pdf
477.90.015 | HEWI Coat hook | Range 477 Hook - half-round bend cylindrical hook - for screwing on from underneath - for hanging up towels and other pieces of clothing and other utensils - anti-theft protection through concealed screw fixing - diameter rose 50 mm - 50 mm high - made of high-quality polyamide according to HEWI colour chart Article no.: HEWI 477.90.015 | https://catalog.hewi.com/en/p/47790015 | https://catalog.hewi.com/storage/downloads/HEWI_477_90_015_en.pdf
477.90.025 | HEWI Double hook | Range 477 Double hook - double hook with fixing rose - for hanging up towels and other pieces of clothing and other utensils - diameter rose 50 mm - 44 mm deep - made of high-quality polyamide according to HEWI colour chart Article no.: HEWI 477.90.025 | https://catalog.hewi.com/en/p/47790025 | https://catalog.hewi.com/storage/downloads/HEWI_477_90_025_en.pdf
477.90.030 | HEWI Hook | Range 477 Single hook (large) - right-angled bend, cylindrical hook with fixing rose - for hanging up towels and other pieces of clothing and other utensils - anti-theft protection through concealed screw fixing - 100 mm deep, rose diameter 70 mm - made of high-quality polyamide according to HEWI colour chart Article no.: HEWI 477.90.030 | https://catalog.hewi.com/en/p/47790030 | https://catalog.hewi.com/storage/downloads/HEWI_477_90_030_en.pdf
477.90.035 | HEWI Coat hook with buffer door stop | Range 477 Wall hook - right-angled bend, cylindrical hook with fixing rose and black door stop - for hanging up towels and other pieces of clothing and other utensils - anti-theft protection through concealed screw fixing - 105 mm deep, rose diameter 70 mm - made of high-quality polyamide according to HEWI colour chart Article no.: HEWI 477.90.035 | https://catalog.hewi.com/en/p/47790035 | https://catalog.hewi.com/storage/downloads/HEWI_477_90_035_en.pdf
477.90.040 | HEWI Coat hook | Range 477 Hook - half-round bend cylindrical hook - for screwing on from underneath - for hanging up towels and other pieces of clothing and other utensils - diameter rose 40 mm - 40 mm high - made of high-quality polyamide according to HEWI colour chart Article no.: HEWI 477.90.040 | https://catalog.hewi.com/en/p/47790040 | https://catalog.hewi.com/storage/downloads/HEWI_477_90_040_en.pdf
477.90.045 | HEWI Coat hook | Range 477 Wall hook - right-angled bend, cylindrical hook with fixing rose - for hanging up towels and other pieces of clothing and other utensils - anti-theft protection through concealed screw fixing - 65 mm deep, rose diameter 60 mm - made of high-quality polyamide according to HEWI colour chart Article no.: HEWI 477.90.045 | https://catalog.hewi.com/en/p/47790045 | https://catalog.hewi.com/storage/downloads/HEWI_477_90_045_en.pdf
477.90.050 | HEWI Triple hook | Range 477 Triple hook - rotatable hook for screwing on from underneath - for hanging up towels and other pieces of clothing and other utensils - diameter rose 50 mm - 70 mm high - made of high-quality polyamide according to HEWI colour chart Article no.: HEWI 477.90.050 | https://catalog.hewi.com/en/p/47790050 | https://catalog.hewi.com/storage/downloads/HEWI_477_90_050_en.pdf
477.90.051 | HEWI Triple hook | Range 477 Triple hook - made of high-quality polyamide, with rotatable hook - support plate for carrying screws from below with three 4 mm countersunk wood screws - diameter rose 50 mm - 70 mm high - for boards up to 15 mm thickness. - supplied without screws and plugs. - made of high-quality polyamide according to HEWI colour chart Article no.: HEWI 477.90.051 | https://catalog.hewi.com/en/p/47790051 | https://catalog.hewi.com/storage/downloads/HEWI_477_90_051_en.pdf
477.90.052 | HEWI Triple hook | Range 477 Triple hook - made of high-quality polyamide - with rotatable hook - diameter rose 50 mm - 70 mm high - support plate for carrying screws from below with three 4 mm countersunk wood screws - for boards over 15 mm thickness. - made of high-quality polyamide according to HEWI colour chart Article no.: HEWI 477.90.052 | https://catalog.hewi.com/en/p/47790052 | https://catalog.hewi.com/storage/downloads/HEWI_477_90_052_en.pdf
477.90.054 | HEWI Triple hook | Triple hook from Range 477 - rotatable hook to be screwed on from below - used for hanging up articles of clothing and other utensils - suitable for toothbrush cup rail 800.03.402 and 800.03.412 as well as shelf 800.03.404 and 800.03.414 - rosette oval: W: 50 mm, D: 28.5 mm - 70 mm high - made of high-gloss polyamide according to HEWI colour chart Article no.: HEWI 477.90.054 | https://catalog.hewi.com/en/p/47790054 | https://catalog.hewi.com/storage/downloads/HEWI_477_90_054_en.pdf
477.90.060 | HEWI Coat hook | Range 477 Hook for cloakroom rails - for hanging up towels and other pieces of clothing and other utensils - 72 mm high, 22 mm wide and 47 mm deep - made of high-quality polyamide according to HEWI colour chart Article no.: HEWI 477.90.060 | https://catalog.hewi.com/en/p/47790060 | https://catalog.hewi.com/storage/downloads/HEWI_477_90_060_en.pdf
477.90.061 | HEWI Coat hook | Range 477 Hook for cloakroom rails - Hook with spacer - for hanging up towels and other pieces of clothing and other utensils - 72 mm high, 22 mm wide and 62 mm deep - made of high-quality polyamide according to HEWI colour chart Article no.: HEWI 477.90.061 | https://catalog.hewi.com/en/p/47790061 | https://catalog.hewi.com/storage/downloads/HEWI_477_90_061_en.pdf
477.90.070 | HEWI Coat and hat hook | Range 477 Hook for cloakroom rails - hook with angled hat hook - for hanging up towels and other pieces of clothing and other utensils - 163 mm high, 22 mm wide and 108 mm deep - made of high-quality polyamide according to HEWI colour chart Article no.: HEWI 477.90.070 | https://catalog.hewi.com/en/p/47790070 | https://catalog.hewi.com/storage/downloads/HEWI_477_90_070_en.pdf
477.90.071 | HEWI Coat and hat hook | Range 477 Hook for cloakroom rails - hook with angled hat hook and spacer - for hanging up towels and other pieces of clothing and other utensils - 163 mm high, 22 mm wide and 123 mm deep - made of high-quality polyamide according to HEWI colour chart Article no.: HEWI 477.90.071 | https://catalog.hewi.com/en/p/47790071 | https://catalog.hewi.com/storage/downloads/HEWI_477_90_071_en.pdf
477.90.080 | HEWI Coat and hat hook | Range 477 Hook for cloakroom rails - hook with ball - for hanging up towels and other pieces of clothing and other utensils - 172 mm high, 22 mm wide and 116 mm deep - made of high-quality polyamide according to HEWI colour chart Article no.: HEWI 477.90.080 | https://catalog.hewi.com/en/p/47790080 | https://catalog.hewi.com/storage/downloads/HEWI_477_90_080_en.pdf
477.90.081 | HEWI Coat and hat hook | Range 477 Hook for cloakroom rails - hook with ball and spacer - for hanging up towels and other pieces of clothing and other utensils - 172 mm high, 22 mm wide and 131 mm deep - made of high-quality polyamide according to HEWI colour chart Article no.: HEWI 477.90.081 | https://catalog.hewi.com/en/p/47790081 | https://catalog.hewi.com/storage/downloads/HEWI_477_90_081_en.pdf
477.90.99010 | HEWI Hook | Einzelhaken (suizidhemmende Ausführung) - rechtwinklig gebogener, zylindrischer Haken mit Befestigungsrosette - knickt bei geringer Überlastung ab - diebstahlgeschützt durch verdeckte Verschraubung - 46 mm tief, Rosette Durchmesser 50 mm - aus hochglänzendem Polyamid - Haken nie nebeneinander montieren, da sich die Belastungswerte addieren - Lieferung ohne Schrauben und Dübel Article no.: HEWI 477.90.99010 | https://catalog.hewi.com/en/p/4779099010 | https://catalog.hewi.com/storage/downloads/HEWI_477_90_99010_en.pdf
477.90.99025 | HEWI Double hook | Double hook (suicide-inhibiting design) - right-angled bend, cylindrical hook with fixing rose - snaps off under a small load - anti-theft protection through concealed screw fixing - 44 mm deep, rose diameter 50 mm - made of high-quality polyamide - never install hooks side by side, because the breaking load increases (cumulative) - supplied without screws and plugs Article no.: HEWI 477.90.99025 | https://catalog.hewi.com/en/p/4779099025 | https://catalog.hewi.com/storage/downloads/HEWI_477_90_99025_en.pdf
477.90.99045 | HEWI Coat hook | Wall hook (suicide-inhibiting design) - right-angled bend, cylindrical hook with fixing rose - snaps off under a small load - anti-theft protection through concealed screw fixing - 65 mm deep, rose diameter 60 mm - made of high-quality polyamide - never install hooks side by side, because the breaking load increases (cumulative) - supplied without screws and plugs Article no.: HEWI 477.90.99045 | https://catalog.hewi.com/en/p/4779099045 | https://catalog.hewi.com/storage/downloads/HEWI_477_90_99045_en.pdf
477.90B010 | HEWI Hook | Range 477 Single hook (small) - right-angled bend, cylindrical hook with fixing rose - the hook is for hanging up pieces of clothing, towels and utensils - anti-theft protection through concealed screw fixing - 46 mm deep, rose diameter 50 mm - made of high-quality matt polyamide according to HEWI colour chart Article no.: HEWI 477.90B010 | https://catalog.hewi.com/en/p/47790B010 | https://catalog.hewi.com/storage/downloads/HEWI_477_90B010_en.pdf
477.90B015 | HEWI Coat hook | Range 477 Hook - half-round bend cylindrical hook - for screwing on from underneath - for hanging up towels and other pieces of clothing and other utensils - anti-theft protection through concealed screw fixing - diameter rose 50 mm - 50 mm high - made of high-quality matt polyamide according to HEWI colour chart Article no.: HEWI 477.90B015 | https://catalog.hewi.com/en/p/47790B015 | https://catalog.hewi.com/storage/downloads/HEWI_477_90B015_en.pdf
477.90B025 | HEWI Double hook | Range 477 Double hook - double hook with fixing rose - for hanging up towels and other pieces of clothing and other utensils - diameter rose 50 mm - 44 mm deep - made of high-quality matt polyamide according to HEWI colour chart Article no.: HEWI 477.90B025 | https://catalog.hewi.com/en/p/47790B025 | https://catalog.hewi.com/storage/downloads/HEWI_477_90B025_en.pdf
477.90B030 | HEWI Hook | Range 477 Single hook (large) - right-angled bend, cylindrical hook with fixing rose - for hanging up pieces of clothing and utensils - anti-theft protection through concealed screw fixing - 100 mm deep, rose diameter 70 mm - made of high-quality matt polyamide according to HEWI colour chart Article no.: HEWI 477.90B030 | https://catalog.hewi.com/en/p/47790B030 | https://catalog.hewi.com/storage/downloads/HEWI_477_90B030_en.pdf
477.90B035 | HEWI Coat hook with buffer door stop | Range 477 Wall hook - right-angled bend, cylindrical hook with fixing rose and black door stop - for hanging up towels and other pieces of clothing and other utensils - anti-theft protection through concealed screw fixing - 105 mm deep, rose diameter 70 mm - made of high-quality matt polyamide according to HEWI colour chart Article no.: HEWI 477.90B035 | https://catalog.hewi.com/en/p/47790B035 | https://catalog.hewi.com/storage/downloads/HEWI_477_90B035_en.pdf
477.90B040 | HEWI Coat hook | Range 477 Hook - half-round bend cylindrical hook - for screwing on from underneath - for hanging up towels and other pieces of clothing and other utensils - diameter rose 40 mm - 40 mm high - made of high-quality matt polyamide according to HEWI colour chart Article no.: HEWI 477.90B040 | https://catalog.hewi.com/en/p/47790B040 | https://catalog.hewi.com/storage/downloads/HEWI_477_90B040_en.pdf
477.90B045 | HEWI Coat hook | Range 477 Wall hook - right-angled bend, cylindrical hook with fixing rose - for hanging up towels and other pieces of clothing and other utensils - anti-theft protection through concealed screw fixing - 65 mm deep, rose diameter 60 mm - made of high-quality matt polyamide according to HEWI colour chart Article no.: HEWI 477.90B045 | https://catalog.hewi.com/en/p/47790B045 | https://catalog.hewi.com/storage/downloads/HEWI_477_90B045_en.pdf
477.90B050 | HEWI Triple hook | Range 477 Triple hook - rotatable hook for screwing on from underneath - for hanging up towels and other pieces of clothing and other utensils - diameter rose 50 mm - 70 mm high - made of high-quality matt polyamide according to HEWI colour chart Article no.: HEWI 477.90B050 | https://catalog.hewi.com/en/p/47790B050 | https://catalog.hewi.com/storage/downloads/HEWI_477_90B050_en.pdf
477.90B051 | HEWI Triple hook | Range 477 Triple hook - made of high-quality matt polyamide, with rotatable hook - support plate for carrying screws from below with three 4 mm countersunk wood screws - diameter rose 50 mm - 70 mm high - for boards up to 15 mm thickness - supplied without screws and plugs - made of high-quality matt polyamide according to HEWI colour chart Article no.: HEWI 477.90B051 | https://catalog.hewi.com/en/p/47790B051 | https://catalog.hewi.com/storage/downloads/HEWI_477_90B051_en.pdf
477.90B052 | HEWI Triple hook | Range 477 Triple hook - made of high-quality matt polyamide - with rotatable hook - diameter rose 50 mm - 70 mm high - support plate for carrying screws from below with three 4 mm countersunk wood screws - for boards over 15 mm thickness. - made of high-quality matt polyamide according to HEWI colour chart Article no.: HEWI 477.90B052 | https://catalog.hewi.com/en/p/47790B052 | https://catalog.hewi.com/storage/downloads/HEWI_477_90B052_en.pdf
477.90B054 | HEWI Triple hook | Triple hook from Range 477 - rotatable hook to be screwed on from below - used for hanging up articles of clothing and other utensils - suitable for toothbrush cup rail 800.03B402 and 800.03B412 as well as shelf 800.03B404 and 800.03B414 - rosette oval: W: 50 mm, D: 28.5 mm - 70 mm high - made of high-quality matt polyamide according to HEWI colour chart Article no.: HEWI 477.90B054 | https://catalog.hewi.com/en/p/47790B054 | https://catalog.hewi.com/storage/downloads/HEWI_477_90B054_en.pdf
477.90B060 | HEWI Coat hook | Range 477 Hook for cloakroom rails - for hanging up towels and other pieces of clothing and other utensils - 72 mm high, 22 mm wide and 47 mm deep - made of high-quality matt polyamide according to HEWI colour chart Article no.: HEWI 477.90B060 | https://catalog.hewi.com/en/p/47790B060 | https://catalog.hewi.com/storage/downloads/HEWI_477_90B060_en.pdf
477.90B061 | HEWI Coat hook | Range 477 Hook for cloakroom rails - Hook with spacer - for hanging up towels and other pieces of clothing and other utensils - 72 mm high, 22 mm wide and 62 mm deep - made of high-quality matt polyamide according to HEWI colour chart Article no.: HEWI 477.90B061 | https://catalog.hewi.com/en/p/47790B061 | https://catalog.hewi.com/storage/downloads/HEWI_477_90B061_en.pdf
477.90B070 | HEWI Coat hook | Range 477 Hook for cloakroom rails - hook with angled hat hook - for hanging up towels and other pieces of clothing and other utensils - 163 mm high, 22 mm wide and 108 mm deep - made of high-quality matt polyamide according to HEWI colour chart Article no.: HEWI 477.90B070 | https://catalog.hewi.com/en/p/47790B070 | https://catalog.hewi.com/storage/downloads/HEWI_477_90B070_en.pdf
477.90B071 | HEWI Coat hook | Range 477 Hook for cloakroom rails - hook with angled hat hook and spacer - for hanging up towels and other pieces of clothing and other utensils - 163 mm high, 22 mm wide and 123 mm deep - made of high-quality matt polyamide according to HEWI colour chart Article no.: HEWI 477.90B071 | https://catalog.hewi.com/en/p/47790B071 | https://catalog.hewi.com/storage/downloads/HEWI_477_90B071_en.pdf
477.90B080 | HEWI Coat hook | Range 477 Hook for cloakroom rails - hook with ball - for hanging up towels and other pieces of clothing and other utensils - 172 mm high, 22 mm wide and 116 mm deep - made of high-quality matt polyamide according to HEWI colour chart Article no.: HEWI 477.90B080 | https://catalog.hewi.com/en/p/47790B080 | https://catalog.hewi.com/storage/downloads/HEWI_477_90B080_en.pdf
477.90B081 | HEWI Coat hook | Range 477 Hook for cloakroom rails - hook with ball and spacer - for hanging up towels and other pieces of clothing and other utensils - 172 mm high, 22 mm wide and 131 mm deep - made of high-quality matt polyamide according to HEWI colour chart Article no.: HEWI 477.90B081 | https://catalog.hewi.com/en/p/47790B081 | https://catalog.hewi.com/storage/downloads/HEWI_477_90B081_en.pdf
477.90D010 | HEWI active+ Single hook | Range 477 Single hook (small) - right-angled bend, cylindrical hook with fixing rose - for hanging up clothing and utensils - anti-theft protection through concealed screw fixing - 46 mm deep, rose diameter 50 mm - made of high-quality polyamide in HEWI colour 98 (signal white), with active antimicrobial microsilver Article no.: HEWI 477.90D010 | https://catalog.hewi.com/en/p/47790D010 | https://catalog.hewi.com/storage/downloads/HEWI_477_90D010_en.pdf
477.90D025 | HEWI active+ Double hook | Range 477 Double hook - double hook with fixing rose - for hanging up clothing and utensils - rose diameter 50 mm - 44 mm deep - made of high-quality polyamide in HEWI colour 98 (signal white), with active antimicrobial microsilver Article no.: HEWI 477.90D025 | https://catalog.hewi.com/en/p/47790D025 | https://catalog.hewi.com/storage/downloads/HEWI_477_90D025_en.pdf
477.90D050 | HEWI active+ Triple hook | Range 477 Triple hook - rotatable hook for screwing on from underneath - for hanging up clothing and utensils - rose diameter 50 mm - 70 mm high - made of high-quality polyamide in HEWI colour 98 (signal white), with active antimicrobial microsilver Article no.: HEWI 477.90D050 | https://catalog.hewi.com/en/p/47790D050 | https://catalog.hewi.com/storage/downloads/HEWI_477_90D050_en.pdf
477.93.010 | HEWI Hook | Range 477 single hook in new design - for hanging up garments and other utensils - Rounded edges - W: 16 mm, H: 68 mm, D: 59 mm - Made of high-gloss polyamide in the selected HEWI colours 99; 97; 95; 92; 90; 18; 33; 74; 55; 50 (HEWI colour chart) - Concealed fixing Article no.: HEWI 477.93.010 | https://catalog.hewi.com/en/p/47793010 | https://catalog.hewi.com/storage/downloads/HEWI_477_93_010_en.pdf
477.93.020 | HEWI Double hook | Range 477 double hook in new design - for hanging up garments and other utensils - Rounded edges - W: 76 mm, H: 69 mm, D: 45 mm - Made of high-gloss polyamide in the selected HEWI colours 99; 97; 95; 92; 90; 18; 33; 74; 55; 50 (HEWI colour chart) - Concealed fixing Article no.: HEWI 477.93.020 | https://catalog.hewi.com/en/p/47793020 | https://catalog.hewi.com/storage/downloads/HEWI_477_93_020_en.pdf
477.93.030 | HEWI Triple hook | Range 477 triple hook in new design - for hanging up garments and other utensils - Rounded edges - Rotatable hook to screw on from underneath - Diameter of rose 51 mm - W: 80 mm, H: 69 mm - Made of high-gloss polyamide in the selected HEWI colours 99, 97, 95, 92, 90, 18, 33, 74, 55, 50 (HEWI colour chart) - Concealed fixing - GS mark (TÜV-tested safety) Article no.: HEWI 477.93.030 | https://catalog.hewi.com/en/p/47793030 | https://catalog.hewi.com/storage/downloads/HEWI_477_93_030_en.pdf
477.94B010 | HEWI Elastic hook | Range 477 elastic single hook in new design - Yielding material, soft feel and rounded edges reduce the risk of impact and injury - for hanging up garments and other utensils - W: 16 mm, H: 68 mm, D: 59 mm - Made of synthetic material (TPU) in the selected HEWI colours 99; 97; 95; 92; 90; 18; 33; 74; 55; 50 (HEWI colour chart) - Matt surface - Recommended load: max. 5 kg - Concealed fixing Article no.: HEWI 477.94B010 | https://catalog.hewi.com/en/p/47794B010 | https://catalog.hewi.com/storage/downloads/HEWI_477_94B010_en.pdf
477.94B020 | HEWI Elastic double hook | Range 477 elastic double hook in new design - Yielding material, soft feel and rounded edges reduce the risk of impact and injury - for hanging up garments and other utensils - W: 76 mm, H: 69 mm, D: 45 mm - Made of synthetic material (TPU) in the selected HEWI colours 99; 97; 95; 92; 90; 18; 33; 74; 55; 50 (HEWI colour chart) - Matt surface - Recommended load: max. 5 kg per hook part - Concealed fixing Article no.: HEWI 477.94B020 | https://catalog.hewi.com/en/p/47794B020 | https://catalog.hewi.com/storage/downloads/HEWI_477_94B020_en.pdf
477.94B030 | HEWI Elastic triple hook | Range 477 elastic triple hook in new design - Yielding material, soft feel and rounded edges reduce the risk of impact and injury - for hanging up garments and other utensils - Rotatable hook to screw on from underneath - Diameter of rose 51 mm - W: 80 mm, H: 69 mm - Made of synthetic material (TPU) in the selected HEWI colours 99, 97, 95, 92, 90, 18, 33, 74, 55, 50 (HEWI colour chart) - Matt surface - Recommended load: 5 kg per hook part - Concealed fixing - GS mark (TÜV-tested safety) Article no.: HEWI 477.94B030 | https://catalog.hewi.com/en/p/47794B030 | https://catalog.hewi.com/storage/downloads/HEWI_477_94B030_en.pdf
477.99.001 | HEWI Hook set | Single hook set of 3 from the 477 ICONIC series - three two-coloured single hooks - Colours: 99 (pure white), 55 (aqua blue), 36 (coral) - made of high gloss polyamide - right-angled bent, cylindrical hook with mounting rosette - The hook is for hanging laundry and other utensils - Anti-theft protection through concealed screw fixing - Depth 46 mm, Rosettes 50 mm in diameter Article no.: HEWI 477.99.001 | https://catalog.hewi.com/en/p/47799001 | https://catalog.hewi.com/storage/downloads/HEWI_477_99_001_en.pdf
477.99.002 | HEWI Hook set | Single hook set of 3 from the 477 ICONIC series - three two-coloured single hooks - Colours: 74 (apple green), 72 (may green), 36 (coral) - made of high gloss polyamide - right-angled bent, cylindrical hook with mounting rosette - The hook is for hanging laundry and other utensils - Anti-theft protection through concealed screw fixing - Depth 46 mm, Rosettes 50 mm in diameter Article no.: HEWI 477.99.002 | https://catalog.hewi.com/en/p/47799002 | https://catalog.hewi.com/storage/downloads/HEWI_477_99_002_en.pdf
477.99.003 | HEWI Hook set | Single hook set of 3 from the 477 ICONIC series - three two-coloured single hooks - Colours: 55 (aqua blue), 50 (steel blue), 74 (apple green) - made of high gloss polyamide - right-angled bent, cylindrical hook with mounting rosette - The hook is for hanging laundry and other utensils - Anti-theft protection through concealed screw fixing - Depth 46 mm, - Rosettes 50 mm in diameter Article no.: HEWI 477.99.003 | https://catalog.hewi.com/en/p/47799003 | https://catalog.hewi.com/storage/downloads/HEWI_477_99_003_en.pdf
477.99.004 | HEWI Double hook set | Double hook set of 3 from the 477 ICONIC series - three two-coloured double hooks - Colours: 99 (pure white), 55 (aqua blue), 36 (coral) - made of high gloss polyamide - Double hook with mounting rosette - For hanging clothes and other utensils - Rosettes 50 mm in diameter - Depth 44 mm Article no.: HEWI 477.99.004 | https://catalog.hewi.com/en/p/47799004 | https://catalog.hewi.com/storage/downloads/HEWI_477_99_004_en.pdf
477.99.005 | HEWI Double hook set | Double hook set of 3 from the 477 ICONIC series - three two-coloured double hooks - Colours: 74 (apple green), 72 (may green), 36 (coral) - made of high gloss polyamide - Double hook with mounting rosette - For hanging clothes and other utensils - Rosettes 50 mm in diameter - Depth 44 mm Article no.: HEWI 477.99.005 | https://catalog.hewi.com/en/p/47799005 | https://catalog.hewi.com/storage/downloads/HEWI_477_99_005_en.pdf
477.99.006 | HEWI Double hook set | Double hook set of 3 from the 477 ICONIC series - three two-coloured double hooks - Colours: 55 (aqua blue), 50 (steel blue), 74 (apple green) - made of high gloss polyamide - Double hook with mounting rosette - For hanging clothes and other utensils - Rosettes 50 mm in diameter - Depth 44 mm Article no.: HEWI 477.99.006 | https://catalog.hewi.com/en/p/47799006 | https://catalog.hewi.com/storage/downloads/HEWI_477_99_006_en.pdf
477.99B001 | HEWI Hook set | Single hook set of 3 from the 477 ICONIC series - three two-coloured single hooks - Colours: 99 (pure white), 55 (aqua blue), 36 (coral) - made of high quality, matt polyamide - right-angled bent, cylindrical hook with mounting rosette - The hook is for hanging laundry and other utensils - Anti-theft protection through concealed screw fixing - Depth 46 mm, - Rosettes 50 mm in diameter Article no.: HEWI 477.99B001 | https://catalog.hewi.com/en/p/47799B001 | https://catalog.hewi.com/storage/downloads/HEWI_477_99B001_en.pdf
477.99B002 | HEWI Hook set | Single hook set of 3 from the 477 ICONIC series - three two-coloured single hooks - Colours: 74 (apple green), 72 (may green), 36 (coral) - made of high quality, matt polyamide - right-angled bent, cylindrical hook with mounting rosette - The hook is for hanging laundry and other utensils - Anti-theft protection through concealed screw fixing - Depth 46 mm, - Rosettes 50 mm in diameter Article no.: HEWI 477.99B002 | https://catalog.hewi.com/en/p/47799B002 | https://catalog.hewi.com/storage/downloads/HEWI_477_99B002_en.pdf
477.99B003 | HEWI Hook set | Single hook set of 3 from the 477 ICONIC series - three two-coloured single hooks - Colours: 55 (aqua blue), 50 (steel blue), 74 (apple green) - made of high quality, matt polyamide - right-angled bent, cylindrical hook with mounting rosette - The hook is for hanging laundry and other utensils - Anti-theft protection through concealed screw fixing - Depth 46 mm, Rosettes 50 mm in diameter Article no.: HEWI 477.99B003 | https://catalog.hewi.com/en/p/47799B003 | https://catalog.hewi.com/storage/downloads/HEWI_477_99B003_en.pdf
477.99B004 | HEWI Double hook set | Double hook set of 3 from the 477 ICONIC series - three two-coloured double hooks - Colours: 99 (pure white), 55 (aqua blue), 36 (coral) - made of high quality, matt polyamide - Double hook with mounting rosette - For hanging clothes and other utensils - Rosettes 50 mm in diameter - Depth 44 mm Article no.: HEWI 477.99B004 | https://catalog.hewi.com/en/p/47799B004 | https://catalog.hewi.com/storage/downloads/HEWI_477_99B004_en.pdf
477.99B005 | HEWI Double hook set | Double hook set of 3 from the 477 ICONIC series - three two-coloured double hooks - Colours: 74 (apple green), 72 (may green), 36 (coral) - made of high quality, matt polyamide - Double hook with mounting rosette - For hanging clothes and other utensils - Rosettes 50 mm in diameter - Depth 44 mm Article no.: HEWI 477.99B005 | https://catalog.hewi.com/en/p/47799B005 | https://catalog.hewi.com/storage/downloads/HEWI_477_99B005_en.pdf
477.99B006 | HEWI Double hook set | Double hook set of 3 from the 477 ICONIC series - three two-coloured double hooks - Colours: 55 (aqua blue), 50 (steel blue), 74 (apple green) - made of high quality, matt polyamide - Double hook with mounting rosette - For hanging clothes and other utensils - Rosettes 50 mm in diameter - Depth 44 mm Article no.: HEWI 477.99B006 | https://catalog.hewi.com/en/p/47799B006 | https://catalog.hewi.com/storage/downloads/HEWI_477_99B006_en.pdf
510640 | HEWI Compensating washer | Shim for offset tiles - Made of stainless steel, satin finished - for rail system 900 (stainless steel) and 805 Classic - to compensate for offset tiles - Diameter: 68mm - Material thickness: 10mm Article no.: HEWI 510640 | https://catalog.hewi.com/en/p/510640 | https://catalog.hewi.com/storage/downloads/HEWI_510640_en.pdf
51876 | HEWI Ring insert | Ring insert - for waste bin 477.05.100 and 477.05.300 - for holding the hygiene bag - made of high-quality black polyamide Article no.: HEWI 51876 | https://catalog.hewi.com/en/p/51876 | https://catalog.hewi.com/storage/downloads/HEWI_51876_en.pdf
54436 | HEWI Cord re-routing | Cord deflector - for adjustable mirror 801.01..4.., 801.01...100 and 801.01.200 - for guiding and deflecting the cord of the adjustable mirror - incl. HEWI fixing materials - made of high-quality polyamide, according to HEWI colour chart Article no.: HEWI 54436 | https://catalog.hewi.com/en/p/54436 | https://catalog.hewi.com/storage/downloads/HEWI_54436_en.pdf
550.23BT.41 |  | Pull handle System 111 made of solid colour matt polyamide, 23 mm in diameter, for fixing on one side. Curved handle, with straight support posts and one coloured sphere (55 mm in diameter) at each end of the handle, prepared for mounting on partition wall doors. Centre-to-centre 97 mm Article no.: HEWI 550.23BT.41 | https://catalog.hewi.com/en/p/55023BT41 | https://catalog.hewi.com/storage/downloads/HEWI_550_23BT_41_en.pdf
570.1 | HEWI Coat hanger | Coat hanger - made of high-quality polyamide, according to HEWI colour chart - diameter 16 mm, 191 x 450 mm, fits on rail diameter 33 mm - with fixed hook Article no.: HEWI 570.1 | https://catalog.hewi.com/en/p/5701 | https://catalog.hewi.com/storage/downloads/HEWI_570_1_en.pdf
570.1B | HEWI Coat hanger | Coat hanger - made of high-quality matt polyamide in all HEWI colours. - diameter 16 mm, 191 x 450 mm, fits on rail diameter 33 mm - with fixed hook Article no.: HEWI 570.1B | https://catalog.hewi.com/en/p/5701B | https://catalog.hewi.com/storage/downloads/HEWI_570_1B_en.pdf
570.2 | HEWI Coat hanger | Coat hanger - made of high-quality polyamide, according to HEWI colour chart - diameter 16 mm, 191 x 450 mm, fits on rail diameter 33 mm - with fixed eye Article no.: HEWI 570.2 | https://catalog.hewi.com/en/p/5702 | https://catalog.hewi.com/storage/downloads/HEWI_570_2_en.pdf
570.3 | HEWI Coat hanger | Coat hanger - made of high-quality polyamide, according to HEWI colour chart - diameter 16 mm, 191 x 450 mm, fits on rail diameter 33 mm - with rotatable hook, with 90° locking points Article no.: HEWI 570.3 | https://catalog.hewi.com/en/p/5703 | https://catalog.hewi.com/storage/downloads/HEWI_570_3_en.pdf
570.3B | HEWI Coat hanger | Coat hanger - made of high-quality matt polyamide in all HEWI colours. - diameter 16 mm, 191 x 450 mm, fits on rail diameter 33 mm - with rotatable hook, with 90° locking points Article no.: HEWI 570.3B | https://catalog.hewi.com/en/p/5703B | https://catalog.hewi.com/storage/downloads/HEWI_570_3B_en.pdf
570.4 | HEWI Coat hanger | Coat hanger - made of high-quality polyamide, according to HEWI colour chart - diameter 16 mm, 191 x 450 mm, fits on rail diameter 33 mm - with rotatable eye, with 90° locking points Article no.: HEWI 570.4 | https://catalog.hewi.com/en/p/5704 | https://catalog.hewi.com/storage/downloads/HEWI_570_4_en.pdf
570.99.001 | HEWI Coat hanger | Coat hanger packing unit - Made of high-quality polyamide in all HEWI colours - diameter 16 mm, 191 x 450 mm, fits on rail diameter 33 mm - With fixed hook - Packing unit 5 pieces (identical colours) Article no.: HEWI 570.99.001 | https://catalog.hewi.com/en/p/57099001 | https://catalog.hewi.com/storage/downloads/HEWI_570_99_001_en.pdf
570.99.002 | HEWI Coat hanger | Coat hanger packing unit - Made of high-quality matt polyamide in all HEWI colours - diameter 16 mm, 191 x 450 mm, fits on rail diameter 33 mm - With fixed hook - Packing unit 5 pieces (identical colours) Article no.: HEWI 570.99.002 | https://catalog.hewi.com/en/p/57099002 | https://catalog.hewi.com/storage/downloads/HEWI_570_99_002_en.pdf
570.99.003 | HEWI Coat hanger set | Coat hanger set of 3 ICONIC - one hanger of each of the colours 99 (pure white), 55 (aqua blue) and 36 (coral) - made of high gloss polyamide - 16 mm in diameter, 191 x 450 mm, suitable for rail diameter of 33 mm - with fixed hook Article no.: HEWI 570.99.003 | https://catalog.hewi.com/en/p/57099003 | https://catalog.hewi.com/storage/downloads/HEWI_570_99_003_en.pdf
570.99.004 | HEWI Coat hanger set | Coat hanger set of 3 ICONIC - one hanger of each of the colours 74 (apple green), 72 (May green) and 36 (Coral) - made of high gloss polyamide - 16 mm in diameter, 191 x 450 mm, suitable for rail diameter of 33 mm - with fixed hook Article no.: HEWI 570.99.004 | https://catalog.hewi.com/en/p/57099004 | https://catalog.hewi.com/storage/downloads/HEWI_570_99_004_en.pdf
570.99.005 | HEWI Coat hanger set | Coat hanger set of 3 ICONIC - one hanger of each of the colours 55 (aqua blue), 50 (steel blue) and 74 (apple green) - made of high gloss polyamide - 16 mm in diameter, 191 x 450 mm, suitable for rail diameter 33 mm - with fixed hook Article no.: HEWI 570.99.005 | https://catalog.hewi.com/en/p/57099005 | https://catalog.hewi.com/storage/downloads/HEWI_570_99_005_en.pdf
570.99B003 | HEWI Coat hanger set | Coat hanger set of 3 ICONIC - one hanger of each of the colours 99 (pure white), 55 (aqua blue) and 36 (coral) - made of high-quality matt polyamide - 16 mm diameter, 191 x 450 mm, suitable for rail diameter 33 mm - with fixed hook Article no.: HEWI 570.99B003 | https://catalog.hewi.com/en/p/57099B003 | https://catalog.hewi.com/storage/downloads/HEWI_570_99B003_en.pdf
570.99B004 | HEWI Coat hanger set | Coat hanger set of 3 ICONIC - one hanger of each of the colours 74 (apple green), 72 (May green) and 36 (Coral) - made of high-quality matt polyamide - 16 mm diameter, 191 x 450 mm, suitable for rail diameter 33 mm - with fixed hook Article no.: HEWI 570.99B004 | https://catalog.hewi.com/en/p/57099B004 | https://catalog.hewi.com/storage/downloads/HEWI_570_99B004_en.pdf
570.99B005 | HEWI Coat hanger set | Coat hanger set of 3 ICONIC - one hanger of each of the colours 55 (aqua blue), 50 (steel blue) and 74 (apple green) - made of high-quality matt polyamide - 16 mm diameter, 191 x 450 mm, suitable for rail diameter 33 mm - with fixed hook Article no.: HEWI 570.99B005 | https://catalog.hewi.com/en/p/57099B005 | https://catalog.hewi.com/storage/downloads/HEWI_570_99B005_en.pdf
571.3 | HEWI Coat/trouser hanger with swivel feature | Coat and trouser hanger - made of high-quality polyamide, according to HEWI colour chart - diameter 15 mm, 242 x 443 mm, fits on rail diameter 33 mm - with rotatable hook, with 90° locking points Article no.: HEWI 571.3 | https://catalog.hewi.com/en/p/5713 | https://catalog.hewi.com/storage/downloads/HEWI_571_3_en.pdf
571.4 | HEWI Coat/trouser hanger with swivel feature | Coat and trouser hanger - made of high-quality polyamide, according to HEWI colour chart - diameter 15 mm, 242 x 443 mm, fits on rail diameter 33 mm - with rotatable eye, with 90° locking points Article no.: HEWI 571.4 | https://catalog.hewi.com/en/p/5714 | https://catalog.hewi.com/storage/downloads/HEWI_571_4_en.pdf
58848 | HEWI Plate glass | Plate glass shelf - for shelf 800.03.10045 - made of high-quality, satin-finish glass Article no.: HEWI 58848 | https://catalog.hewi.com/en/p/58848 | https://catalog.hewi.com/storage/downloads/HEWI_58848_en.pdf
60169 | HEWI Insert | System 800 K Utility dish insert - oval insert for utility dishes 800.03.20041 and 800.03.2009... - made of high-quality polyamide according to HEWI colour chart Article no.: HEWI 60169 | https://catalog.hewi.com/en/p/60169 | https://catalog.hewi.com/storage/downloads/HEWI_60169_en.pdf
60170 | HEWI Insert | System 800 K and Modular washbasins system 950.13.. insert - insert for shelves with oblong hole 950.13.00.. and shower baskets 800.03.30041 and 800.03.3009... - made of high-quality polyamide according to HEWI colour chart Article no.: HEWI 60170 | https://catalog.hewi.com/en/p/60170 | https://catalog.hewi.com/storage/downloads/HEWI_60170_en.pdf
61979 | HEWI Shower hose holder | Range 801 shower hose holder - elongated flexible hose holder - for retrofitting on shower holder rods and shower and bath handrails Range 477 and 801 - is used to hold the shower hose to the shower head holder - 131 mm long, 38 mm wide, 25 mm high - suitable for shower hoses diameters up to 29 mm - made of high-quality polyamide in selected colours Article no.: HEWI 61979 | https://catalog.hewi.com/en/p/61979 | https://catalog.hewi.com/storage/downloads/HEWI_61979_en.pdf
62523 | HEWI Soap dish | Soap dish - round soap dish with flat bottom - made of high-quality, satin-finish crystal glass - suitable for holder with soap dish 100.02.11145 and 950.02.10045 - 36 mm high and 110 mm diameter Article no.: HEWI 62523 | https://catalog.hewi.com/en/p/62523 | https://catalog.hewi.com/storage/downloads/HEWI_62523_en.pdf
62718 | HEWI active+ End cap | End cap - for toilet roll holder 477.21D100 - cap to cover the end bend - diameter 21 mm - made of high-quality polyamide in HEWI colour 98 (signal white), with active antimicrobial microsilver Article no.: HEWI 62718 | https://catalog.hewi.com/en/p/62718 | https://catalog.hewi.com/storage/downloads/HEWI_62718_en.pdf
62737 | HEWI active+ Rose cap, split | Rose cap - for rail systems diameter 33 mm - for rose fixing on support - diameter 70 mm - made of high-quality polyamide in HEWI colour 98 (signal white), with active antimicrobial microsilver Article no.: HEWI 62737 | https://catalog.hewi.com/en/p/62737 | https://catalog.hewi.com/storage/downloads/HEWI_62737_en.pdf
62800 | HEWI active+ Rose cap | Rose cap - for rail systems diameter 33 mm - for rose fixing on bend - diameter 70 mm - made of high-quality polyamide in HEWI colour 98 (signal white), with active antimicrobial microsilver Article no.: HEWI 62800 | https://catalog.hewi.com/en/p/62800 | https://catalog.hewi.com/storage/downloads/HEWI_62800_en.pdf
62850 | HEWI active+ Toilet brush container | Toilet brush holder - for toilet brush unit 477.20D100 - made of high-quality polyamide in HEWI colour 98 (signal white), with active antimicrobial microsilver Article no.: HEWI 62850 | https://catalog.hewi.com/en/p/62850 | https://catalog.hewi.com/storage/downloads/HEWI_62850_en.pdf
62851 | HEWI active+ Rotating handle with cord | Rotating handle with cord for adjustable mirror - for adjustable mirror 801.01D100 - for adjusting the inclination of the adjustable mirror - incl. HEWI fixing materials - made of high-quality polyamide in HEWI colour 98 (signal white), with active antimicrobial microsilver Article no.: HEWI 62851 | https://catalog.hewi.com/en/p/62851 | https://catalog.hewi.com/storage/downloads/HEWI_62851_en.pdf
62852 | HEWI active+ Cord re-routing | Cord deflector - for adjustable mirror 801.01D100 - for guiding and deflecting the cord of the adjustable mirror - incl. HEWI fixing materials - made of high-quality polyamide in HEWI colour 98 (signal white), with active antimicrobial microsilver Article no.: HEWI 62852 | https://catalog.hewi.com/en/p/62852 | https://catalog.hewi.com/storage/downloads/HEWI_62852_en.pdf
62853 | HEWI active+ Masking cap | Masking cap - for hinged support rails 801.50D... and hinged seats 801.51D... - two caps to cover the fixing points - diameter 23 mm - made of high-quality polyamide in HEWI colour 98 (signal white), with active antimicrobial microsilver - supplied in pairs Article no.: HEWI 62853 | https://catalog.hewi.com/en/p/62853 | https://catalog.hewi.com/storage/downloads/HEWI_62853_en.pdf
63055 | HEWI Cover kit | Cover kit with fixing - for Range 801 / 805 Classic stationary support and hinged supports rails - for Range 801 / 805 Classic shower spray guards For fixing on walls made of: - solid brick - perforated calcium silicate block - hollow concrete block - vertically perforated brick - hollow lightweight concrete block - lightweight aggregate concrete with open structure Consisting of: - 2 stainless steel screws - 2 anchor sleeves - 2 mesh sleeves, diameter 18 mm - 2 caps made of high-quality polyamide in HEWI colour 99 (pure white) - 2 bases made of high-quality black polyamide National technical approval number: ETA-13/1036 To be provided additionally: Injection mortar (HEWI order No.: 200266) or to be provided on site: Hilti HIT-HY 270 injection mortar Article no.: HEWI 63055 | https://catalog.hewi.com/en/p/63055 | https://catalog.hewi.com/storage/downloads/HEWI_63055_en.pdf
63086 | HEWI Rose cover | Cover rose - used to cover the HEWI fixing BM1263.2 of Ranges 802, 800 K and rail systems 950... - round rose cover, 80 mm diameter - 13 mm high - made of high-quality polyamide according to HEWI colour chart Article no.: HEWI 63086 | https://catalog.hewi.com/en/p/63086 | https://catalog.hewi.com/storage/downloads/HEWI_63086_en.pdf
63157 | HEWI Rose cover | Cover rose - used to cover the HEWI fixing BM1263.2 of Ranges 802, 800 K and rail systems 950... - round rose cover, 80 mm diameter - 13 mm high - made of polyamide, high-quality chrome-plated Article no.: HEWI 63157 | https://catalog.hewi.com/en/p/63157 | https://catalog.hewi.com/storage/downloads/HEWI_63157_en.pdf
63484 | HEWI Plate glass | Plate glass shelf - for shelf 815.03.12005 - 600 mm wide, 115 mm deep - made of high-quality, satin-finish glass Article no.: HEWI 63484 | https://catalog.hewi.com/en/p/63484 | https://catalog.hewi.com/storage/downloads/HEWI_63484_en.pdf
63499 | HEWI Plate glass | Plate glass shelf - for shelf 815.03.10005 - 200 mm wide, 115 mm deep - made of high-quality, satin-finish glass Article no.: HEWI 63499 | https://catalog.hewi.com/en/p/63499 | https://catalog.hewi.com/storage/downloads/HEWI_63499_en.pdf
63500 | HEWI Glass for toilet brush | Brush container - for toilet brush unit 815.20.10045, 815.20.10065, 815.20.10005 and 815.20.10095 - made of high-quality, satin-finish glass - 130 mm high Article no.: HEWI 63500 | https://catalog.hewi.com/en/p/63500 | https://catalog.hewi.com/storage/downloads/HEWI_63500_en.pdf
63907 | HEWI pump head | Pump head - for soap dispenser 815.06.110, 815.06.11090, 900.06.00140 and 900.06.00160 - including riser tube - high-quality chrome-plated Article no.: HEWI 63907 | https://catalog.hewi.com/en/p/63907 | https://catalog.hewi.com/storage/downloads/HEWI_63907_en.pdf
63910 | HEWI pump head | Pump head - for soap dispenser 815.06.11045, 815.06.11065, 815.06.11005, 815.06.11095, 900.06.00040 and 900.06.00060 - including riser tube - high-quality chrome-plated Article no.: HEWI 63910 | https://catalog.hewi.com/en/p/63910 | https://catalog.hewi.com/storage/downloads/HEWI_63910_en.pdf
65087 | HEWI Mini thermostat | Mini thermostat - anti-scald protection for under-sink mounting on existing corner valve on site - for limiting and monitoring the maximum discharge temperature, for mechanical or electronic washbasin fittings - anti-scald protection is ensured using an expandable material thermostatic cartridge to EN 1111 - 75 mm high, 45 mm, projection 102 mm - material CuZn21Si3P (lead free) - one inlet 3/8" union nut (UN), two outputs 3/8" connecting thread (CT), one connection hose for cold water and one Y-piece are included in the scope of supply - noise class 1 - suitable for thermal disinfection according to DVGW W 551 Article no.: HEWI 65087 | https://catalog.hewi.com/en/p/65087 | https://catalog.hewi.com/storage/downloads/HEWI_65087_en.pdf
65677 | HEWI Sensor module | Sensor module - for electronic washbasin fittings - CE and UKCA marking according to EMC 2014/30/EU Article no.: HEWI 65677 | https://catalog.hewi.com/en/p/65677 | https://catalog.hewi.com/storage/downloads/HEWI_65677_en.pdf
65687 | HEWI Outlet | Outlet for single-lever washbasin mixer tap AQ 477/801 - for AQ1.12M10440 Article no.: HEWI 65687 | https://catalog.hewi.com/en/p/65687 | https://catalog.hewi.com/storage/downloads/HEWI_65687_en.pdf
65689 | HEWI Outlet | Outlet for single-lever washbasin mixer tap AQ 162 - for AQ1.12M10540 Article no.: HEWI 65689 | https://catalog.hewi.com/en/p/65689 | https://catalog.hewi.com/storage/downloads/HEWI_65689_en.pdf
65696 | HEWI Control lever | Control lever for single-lever washbasin mixer tap AQ 100 - for AQ1.12M10040 - high-quality chrome - with hot-cold marking Article no.: HEWI 65696 | https://catalog.hewi.com/en/p/65696 | https://catalog.hewi.com/storage/downloads/HEWI_65696_en.pdf
65697 | HEWI Control lever | Control lever for single-lever washbasin mixer tap AQ 800 - for AQ1.12M10140 - high-quality chrome - with hot-cold marking Article no.: HEWI 65697 | https://catalog.hewi.com/en/p/65697 | https://catalog.hewi.com/storage/downloads/HEWI_65697_en.pdf
65698 | HEWI Control lever | Control lever for single-lever washbasin mixer tap AQ 800 K - for AQ1.12M10240 - high-quality chrome, with coloured gripping element* made of polyamide - with hot-cold marking Article no.: HEWI 65698 | https://catalog.hewi.com/en/p/65698 | https://catalog.hewi.com/storage/downloads/HEWI_65698_en.pdf
65699 | HEWI Control lever | Control lever for single-lever washbasin mixer tap AQ 950 - for AQ1.12M10340 - high-quality chrome - with hot-cold marking Article no.: HEWI 65699 | https://catalog.hewi.com/en/p/65699 | https://catalog.hewi.com/storage/downloads/HEWI_65699_en.pdf
65700 | HEWI Control lever | Control lever for single-lever washbasin mixer tap AQ 477/801, AQ 162 - for AQ1.12M10440, AQ1.12M10540 - high-quality chrome - with hot-cold marking Article no.: HEWI 65700 | https://catalog.hewi.com/en/p/65700 | https://catalog.hewi.com/storage/downloads/HEWI_65700_en.pdf
65701 | HEWI Base | Base for single-lever washbasin mixer tap AQ 800, AQ 800 K, AQ 477/801, AQ 162 - for AQ1.12M10140, AQ1.12M10240, AQ1.12M10440, AQ1.12M10540 Article no.: HEWI 65701 | https://catalog.hewi.com/en/p/65701 | https://catalog.hewi.com/storage/downloads/HEWI_65701_en.pdf
65702 | HEWI Base | Base for single-lever washbasin mixer tap AQ 100 - for AQ1.12M10040 Article no.: HEWI 65702 | https://catalog.hewi.com/en/p/65702 | https://catalog.hewi.com/storage/downloads/HEWI_65702_en.pdf
65703 | HEWI Electronic cartridge with sensor module | Electronic cartridge with sensor module - for electronic washbasin fittings - CE and UKCA marking according to EMC 2014/30/EU Article no.: HEWI 65703 | https://catalog.hewi.com/en/p/65703 | https://catalog.hewi.com/storage/downloads/HEWI_65703_en.pdf
65713 | HEWI Bluetooth-Adapter | Bluetooth adapter - for electronic washbasin fittings - use only recommended for fittings with mains operation - CE and UKCA marking according to EMC 2014/30/EU Article no.: HEWI 65713 | https://catalog.hewi.com/en/p/65713 | https://catalog.hewi.com/storage/downloads/HEWI_65713_en.pdf
65718 | HEWI Control lever | Control lever for single-lever washbasin mixer tap AQ 477/801 - for AQ1.12M10640 - high-quality chrome, with coloured gripping element made of high-quality polyamide - with hot-cold marking Article no.: HEWI 65718 | https://catalog.hewi.com/en/p/65718 | https://catalog.hewi.com/storage/downloads/HEWI_65718_en.pdf
65723 | HEWI active+ Control lever | HEWI active+ control lever for single-lever washbasin mixer tap AQ 800 K - for AQ1D12M10240 - high-quality chrome with coloured handle made of high-quality polyamide in HEWI colour 98 (signal white), with active antimicrobial microsilver - with hot-cold marking Article no.: HEWI 65723 | https://catalog.hewi.com/en/p/65723 | https://catalog.hewi.com/storage/downloads/HEWI_65723_en.pdf
65724 | HEWI active+ Control lever | HEWI active+ control lever for single-lever washbasin mixer tap AQ 477/801 - for AQ1D12M10640 - high-quality chrome with coloured handle made of high-quality polyamide in HEWI colour 98 (signal white), with active antimicrobial microsilver - with hot-cold marking Article no.: HEWI 65724 | https://catalog.hewi.com/en/p/65724 | https://catalog.hewi.com/storage/downloads/HEWI_65724_en.pdf
65747 | HEWI Eccentric washer | Eccentric washer, System 900 - eccentric washer for System 900 mobile hinged seats Article no.: HEWI 65747 | https://catalog.hewi.com/en/p/65747 | https://catalog.hewi.com/storage/downloads/HEWI_65747_en.pdf
65754 | HEWI Shower hose drain valve | Shower hose drain valve - for shower thermostats, single-lever shower mixer taps, single-lever bath mixer taps - for AQ1.32... Article no.: HEWI 65754 | https://catalog.hewi.com/en/p/65754 | https://catalog.hewi.com/storage/downloads/HEWI_65754_en.pdf
65755 | HEWI Tee fitting for cold water connection | T-fitting for cold water connection - for electronic washbasin fittings Article no.: HEWI 65755 | https://catalog.hewi.com/en/p/65755 | https://catalog.hewi.com/storage/downloads/HEWI_65755_en.pdf
65756 | HEWI S-connection set, lockable, angular | S-connection set, lockable, angular - for shower thermostats, single-lever shower mixer taps, single-lever bath mixer taps - for AQ1.32... Article no.: HEWI 65756 | https://catalog.hewi.com/en/p/65756 | https://catalog.hewi.com/storage/downloads/HEWI_65756_en.pdf
65757 | HEWI S-connection set, lockable, round | S-connection set, lockable, round - for shower thermostats, single-lever shower mixer taps, single-lever bath mixer taps - for AQ1.32... Article no.: HEWI 65757 | https://catalog.hewi.com/en/p/65757 | https://catalog.hewi.com/storage/downloads/HEWI_65757_en.pdf
65966 | HEWI Eccentric washer | Eccentric washer, System 900 - eccentric washer for System 900 hinged seats Article no.: HEWI 65966 | https://catalog.hewi.com/en/p/65966 | https://catalog.hewi.com/storage/downloads/HEWI_65966_en.pdf
66182 | HEWI Pump unit | Pump unit - for soap dispenser 477.06.10005, 477.06D10005, 800.06.10091 and 800.06.10099 - 67 mm wide, 48 mm high and 25 mm deep Article no.: HEWI 66182 | https://catalog.hewi.com/en/p/66182 | https://catalog.hewi.com/storage/downloads/HEWI_66182_en.pdf
66601 | HEWI Base | Base for single-lever washbasin mixer tap AQ 950 - for AQ1.12M10340 and AQ1.12M10940 Article no.: HEWI 66601 | https://catalog.hewi.com/en/p/66601 | https://catalog.hewi.com/storage/downloads/HEWI_66601_en.pdf
66644 | HEWI Brake unit | Brake unit, System 900 - brake unit for System 900 hinged and hook-on seats Article no.: HEWI 66644 | https://catalog.hewi.com/en/p/66644 | https://catalog.hewi.com/storage/downloads/HEWI_66644_en.pdf
66758 | HEWI Rose cap | Rose cap - for System 900 rail systems with diameter 25, 30 and 32 mm - diameter 70 mm - made of stainless steel, satin Article no.: HEWI 66758 | https://catalog.hewi.com/en/p/66758 | https://catalog.hewi.com/storage/downloads/HEWI_66758_en.pdf
66759 | HEWI Rose cap | Rose cap - for System 900 rail systems with diameter 25, 30 and 32 mm - diameter 70 mm - made of stainless steel, chrome Article no.: HEWI 66759 | https://catalog.hewi.com/en/p/66759 | https://catalog.hewi.com/storage/downloads/HEWI_66759_en.pdf
66760 | HEWI Rose cap | Rose cap - for curtain rails and ceiling supports System 900 - diameter 70 mm - made of stainless steel, satin Article no.: HEWI 66760 | https://catalog.hewi.com/en/p/66760 | https://catalog.hewi.com/storage/downloads/HEWI_66760_en.pdf
66761 | HEWI Rose cap | Rose cap - for curtain rails and ceiling supports System 900 - diameter 70 mm - made of stainless steel, chrome Article no.: HEWI 66761 | https://catalog.hewi.com/en/p/66761 | https://catalog.hewi.com/storage/downloads/HEWI_66761_en.pdf
66762 | HEWI Rose cap | Rose cap - for System 900 rail systems with diameter 30 mm - rose fixing on corner support with hole - diameter 70 mm - made of stainless steel, satin Article no.: HEWI 66762 | https://catalog.hewi.com/en/p/66762 | https://catalog.hewi.com/storage/downloads/HEWI_66762_en.pdf
66763 | HEWI Rose cap | Rose cap - for System 900 rail systems with diameter 25, 30 and 33 mm - diameter 70 mm - made of stainless steel, chrome Article no.: HEWI 66763 | https://catalog.hewi.com/en/p/66763 | https://catalog.hewi.com/storage/downloads/HEWI_66763_en.pdf
66764 | HEWI Rose cap | Rose cap - for System 900 rail systems with diameter 32 mm - rose fixing on corner support with hole - diameter 70 mm - made of stainless steel, satin Article no.: HEWI 66764 | https://catalog.hewi.com/en/p/66764 | https://catalog.hewi.com/storage/downloads/HEWI_66764_en.pdf
66765 | HEWI Rose cap | Rose cap - for System 900 rail systems with diameter 30 mm - rose fixing on corner support with hole - diameter 70 mm - made of stainless steel, chrome Article no.: HEWI 66765 | https://catalog.hewi.com/en/p/66765 | https://catalog.hewi.com/storage/downloads/HEWI_66765_en.pdf
66766 | HEWI Rose cap | Rose cap - for System 900 rail systems with diameter 32 mm - rose fixing, middle support with hole - diameter 70 mm - made of stainless steel, satin Article no.: HEWI 66766 | https://catalog.hewi.com/en/p/66766 | https://catalog.hewi.com/storage/downloads/HEWI_66766_en.pdf
66771 | HEWI Shower head holder | Shower head holder - for rails with shower head holder System 900 rail systems with diameter 32 mm - suitable for shower heads of various manufacturers - shower head holder can be tilted continuously and, after pressing a large pushbutton, its height can be adjusted - conical adapter on shower head holder makes it easier to hook in the shower head - made of high-quality matt polyamide in the HEWI colours 98 (signal white), 92 (anthracite grey) and 90 (jet black) Article no.: HEWI 66771 | https://catalog.hewi.com/en/p/66771 | https://catalog.hewi.com/storage/downloads/HEWI_66771_en.pdf
66778 | HEWI Rose cap | Rose cap - for System 900 rail systems with diameter 32 mm - rose fixing, middle support with hole - diameter 70 mm - made of stainless steel, chrome Article no.: HEWI 66778 | https://catalog.hewi.com/en/p/66778 | https://catalog.hewi.com/storage/downloads/HEWI_66778_en.pdf
66779 | HEWI Tight round plate | Tight round plate with bolt circle - for rail systems 900, 801 (steel core) and 805 Classic with bolt circle rose diameter 70 mm - for additional sealing of the drilling points - sealing for tile spacers and tile offset - pack of 10 Article no.: HEWI 66779 | https://catalog.hewi.com/en/p/66779 | https://catalog.hewi.com/storage/downloads/HEWI_66779_en.pdf
66823 | HEWI Insert for toilet brush unit System 900 | Synthetic material inner container - inner liner made of synthetic material, for toilet brush unit 900.20.000XA, 900.20.00040 and 900.20.00060 Article no.: HEWI 66823 | https://catalog.hewi.com/en/p/66823 | https://catalog.hewi.com/storage/downloads/HEWI_66823_en.pdf
66863 | HEWI Fixing screw | Fixing screw, System 900 - fixing screw for System 900 mobile hinged seats - made of high-quality stainless steel Article no.: HEWI 66863 | https://catalog.hewi.com/en/p/66863 | https://catalog.hewi.com/storage/downloads/HEWI_66863_en.pdf
66864 | HEWI Cap | Cap, System 900 - blank cap for axle of System 900 hinged seats - diameter 40 mm - made of high-quality stainless steel, satin Article no.: HEWI 66864 | https://catalog.hewi.com/en/p/66864 | https://catalog.hewi.com/storage/downloads/HEWI_66864_en.pdf
66865 | HEWI Cap | Cap, System 900 - cap for axle of System 900 hinged seats - diameter 40 mm - made of high-quality stainless steel, satin Article no.: HEWI 66865 | https://catalog.hewi.com/en/p/66865 | https://catalog.hewi.com/storage/downloads/HEWI_66865_en.pdf
66866 | HEWI Cap | Cap, System 900 - blank cap for axle of System 900 hinged seats - diameter 40 mm - made of high-quality stainless steel, chrome Article no.: HEWI 66866 | https://catalog.hewi.com/en/p/66866 | https://catalog.hewi.com/storage/downloads/HEWI_66866_en.pdf
66867 | HEWI Cap | Cap, System 900 - cap for axle of System 900 hinged seats - diameter 40 mm - made of high-quality stainless steel, chrome Article no.: HEWI 66867 | https://catalog.hewi.com/en/p/66867 | https://catalog.hewi.com/storage/downloads/HEWI_66867_en.pdf
66868 | HEWI Cap | Cap, System 900 - blank cap for axle of System 900 hook-on seats - diameter 40 mm - made of high-quality stainless steel, powder coated in HEWI colour 98 (signal white) Article no.: HEWI 66868 | https://catalog.hewi.com/en/p/66868 | https://catalog.hewi.com/storage/downloads/HEWI_66868_en.pdf
66869 | HEWI Cap | Cap, System 900 - blank cap for axle of System 900 hook-on seats - diameter 40 mm - made of high-quality stainless steel, powder coated in HEWI colour 92 (anthracite grey) Article no.: HEWI 66869 | https://catalog.hewi.com/en/p/66869 | https://catalog.hewi.com/storage/downloads/HEWI_66869_en.pdf
66870 | HEWI Cap | Cap, System 900 - cap for axle of System 900 hook-on seats - diameter 40 mm - made of high-quality stainless steel, powder coated in HEWI colour 98 (signal white) Article no.: HEWI 66870 | https://catalog.hewi.com/en/p/66870 | https://catalog.hewi.com/storage/downloads/HEWI_66870_en.pdf
66871 | HEWI Cap | Cap, System 900 - cap for axle of System 900 hook-on seats - diameter 40 mm - made of high-quality stainless steel, powder coated in HEWI colour 92 (anthracite grey) Article no.: HEWI 66871 | https://catalog.hewi.com/en/p/66871 | https://catalog.hewi.com/storage/downloads/HEWI_66871_en.pdf
66988 | HEWI pump head | Pump head - for soap dispenser 900.06.000XA (glass) - including riser tube - stainless steel look Article no.: HEWI 66988 | https://catalog.hewi.com/en/p/66988 | https://catalog.hewi.com/storage/downloads/HEWI_66988_en.pdf
66989 | HEWI pump head | Pump head - for soap dispenser 900.06.001XA (polyamide) - including riser tube - stainless steel look Article no.: HEWI 66989 | https://catalog.hewi.com/en/p/66989 | https://catalog.hewi.com/storage/downloads/HEWI_66989_en.pdf
67363 | HEWI Masking cap | Cap, System 900 - cap for axle for hinged support rails design (A) System 900 - diameter 42 mm - made of high-quality stainless steel, satin Article no.: HEWI 67363 | https://catalog.hewi.com/en/p/67363 | https://catalog.hewi.com/storage/downloads/HEWI_67363_en.pdf
67364 | HEWI Locking screw | System 900 fixing screw - fixing screw for mobile hinged support rails design (A) System 900 - made of high-quality stainless steel Article no.: HEWI 67364 | https://catalog.hewi.com/en/p/67364 | https://catalog.hewi.com/storage/downloads/HEWI_67364_en.pdf
67365 | HEWI Locking screw | System 900 fixing screw - fixing screw for hinged support rails design (A) System 900 - made of high-quality stainless steel Article no.: HEWI 67365 | https://catalog.hewi.com/en/p/67365 | https://catalog.hewi.com/storage/downloads/HEWI_67365_en.pdf
67366 | HEWI Masking cap | Cap, System 900 - cap for axle for hinged support rails design (A) System 900 - diameter 42 mm - made of high-quality stainless steel, chrome Article no.: HEWI 67366 | https://catalog.hewi.com/en/p/67366 | https://catalog.hewi.com/storage/downloads/HEWI_67366_en.pdf
67367 | HEWI Locking screw | System 900 fixing screw - fixing screw for mobile hinged support rails design (A) System 900 - made of high-quality stainless steel, chrome Article no.: HEWI 67367 | https://catalog.hewi.com/en/p/67367 | https://catalog.hewi.com/storage/downloads/HEWI_67367_en.pdf
67368 | HEWI Locking screw | System 900 fixing screw - fixing screw for hinged support rails design (A) System 900 - made of high-quality stainless steel, chrome Article no.: HEWI 67368 | https://catalog.hewi.com/en/p/67368 | https://catalog.hewi.com/storage/downloads/HEWI_67368_en.pdf
67369 | HEWI Cover | Wall plate cover, down, System 900 - lower cover of the wall plate for hinged support rails design (B) System 900 - made of high-quality stainless steel, satin Article no.: HEWI 67369 | https://catalog.hewi.com/en/p/67369 | https://catalog.hewi.com/storage/downloads/HEWI_67369_en.pdf
67370 | HEWI Cover | Wall plate cover, down, System 900 - lower cover of the wall plate for hinged support rails design (B) System 900 - made of high-quality stainless steel, chrome Article no.: HEWI 67370 | https://catalog.hewi.com/en/p/67370 | https://catalog.hewi.com/storage/downloads/HEWI_67370_en.pdf
67371 | HEWI Joint cap | Hinge cap, System 900 - hinge cap for hinged support rails design (B) System 900 - made of high-quality stainless steel, satin Article no.: HEWI 67371 | https://catalog.hewi.com/en/p/67371 | https://catalog.hewi.com/storage/downloads/HEWI_67371_en.pdf
67372 | HEWI Joint cap | Hinge cap, System 900 - hinge cap for hinged support rails design (B) System 900 - made of high-quality stainless steel, chrome Article no.: HEWI 67372 | https://catalog.hewi.com/en/p/67372 | https://catalog.hewi.com/storage/downloads/HEWI_67372_en.pdf
67373 | HEWI Cover | Wall plate cover, at the top, System 900 - upper cover of the wall plate for hinged support rails design (B) System 900 - made of high-quality stainless steel, satin Article no.: HEWI 67373 | https://catalog.hewi.com/en/p/67373 | https://catalog.hewi.com/storage/downloads/HEWI_67373_en.pdf
67374 | HEWI Cover | Wall plate cover, at the top, System 900 - upper cover of the wall plate for hinged support rails design (B) System 900 - made of high-quality stainless steel, chrome Article no.: HEWI 67374 | https://catalog.hewi.com/en/p/67374 | https://catalog.hewi.com/storage/downloads/HEWI_67374_en.pdf
67378 | HEWI Stop element | Hinge element, System 900 - hinge element for hinged support rails design (B) System 900 Article no.: HEWI 67378 | https://catalog.hewi.com/en/p/67378 | https://catalog.hewi.com/storage/downloads/HEWI_67378_en.pdf
67723 | HEWI Masking cap | Cap, System 900 - blank cap for axle of System 900 hinged seats - diameter 40 mm - made of high-quality stainless steel, powder-coated Article no.: HEWI 67723 | https://catalog.hewi.com/en/p/67723 | https://catalog.hewi.com/storage/downloads/HEWI_67723_en.pdf
67724 | HEWI Cap | Cap, System 900 - cap for axle of System 900 hinged seats - diameter 40 mm - made of high-quality stainless steel, powder-coated Article no.: HEWI 67724 | https://catalog.hewi.com/en/p/67724 | https://catalog.hewi.com/storage/downloads/HEWI_67724_en.pdf
67734 | HEWI Fixing screw | Fixing screw, System 900 - fixing screw for System 900 mobile hinged seats - made of high-quality stainless steel, powder-coated Article no.: HEWI 67734 | https://catalog.hewi.com/en/p/67734 | https://catalog.hewi.com/storage/downloads/HEWI_67734_en.pdf
67738 | HEWI Container | Container for soap dispenser S 900 - cylindrical container for soap dispenser made of high-quality matt polyamide - suitable for holder 900 powder-coated - filling capacity approx. 200 ml Article no.: HEWI 67738 | https://catalog.hewi.com/en/p/67738 | https://catalog.hewi.com/storage/downloads/HEWI_67738_en.pdf
67970 | HEWI Rose cap | Rose cap - for curtain rails and ceiling supports System 900 - diameter 70 mm - made of high-quality stainless steel powder-coated in HEWI colours DX (matt white), DC (matt black) and SC (matt dark grey pearl mica) Article no.: HEWI 67970 | https://catalog.hewi.com/en/p/67970 | https://catalog.hewi.com/storage/downloads/HEWI_67970_en.pdf
67971 | HEWI Rose cap | Rose cap - for System 900 rail systems with diameter 25, 30 and 32 mm - diameter 70 mm - made of high-quality stainless steel powder-coated in HEWI colours DX (matt white), DC (matt black) and SC (matt dark grey pearl mica) Article no.: HEWI 67971 | https://catalog.hewi.com/en/p/67971 | https://catalog.hewi.com/storage/downloads/HEWI_67971_en.pdf
67972 | HEWI Rose cap | Rose cap - for System 900 rail systems with diameter 30 mm - rose fixing on corner support with hole - diameter 70 mm - made of stainless steel, powder-coated in HEWI colours DX (matt white), DC (matt black) and SC (matt dark grey pearl mica) Article no.: HEWI 67972 | https://catalog.hewi.com/en/p/67972 | https://catalog.hewi.com/storage/downloads/HEWI_67972_en.pdf
67973 | HEWI Rose cap | Rose cap - for System 900 rail systems with diameter 32 mm - rose fixing on corner support with hole - diameter 70 mm - made of stainless steel, powder-coated in HEWI colours DX (matt white), DC (matt black) and SC (matt dark grey pearl mica) Article no.: HEWI 67973 | https://catalog.hewi.com/en/p/67973 | https://catalog.hewi.com/storage/downloads/HEWI_67973_en.pdf
67975 | HEWI Upgrade kit toilet roll holder | Toilet roll holder upgrade kit, System 900 - right angled add-on toilet roll holder made of stainless steel - used for retrofitting on HEWI rail system System 900 with diameter 32 mm - easy installation - integrated toilet roll brake - 39 mm wide, 102 mm high, 174 mm deep - made of high-quality stainless steel, powder-coated in HEWI colours DX (matt white), DC (matt black) and SC (matt dark grey pearl mica) Article no.: HEWI 67975 | https://catalog.hewi.com/en/p/67975 | https://catalog.hewi.com/storage/downloads/HEWI_67975_en.pdf
67976 | HEWI Upgrade kit toilet roll holder | Toilet roll holder upgrade kit, System 900 - right angled add-on toilet roll holder made of stainless steel - used for retrofitting on HEWI rail system System 900 with diameter 30 mm - easy installation - integrated toilet roll brake - 39 mm wide, 102 mm high, 174 mm deep - made of high-quality stainless steel, powder-coated in HEWI colours DX (matt white), DC (matt black) and SC (matt dark grey pearl mica) Article no.: HEWI 67976 | https://catalog.hewi.com/en/p/67976 | https://catalog.hewi.com/storage/downloads/HEWI_67976_en.pdf
67977 | HEWI Masking cap | Cap, System 900 - cap for axle for hinged support rails design (A) System 900 - diameter 42 mm - made of high-quality stainless steel powder-coated in HEWI colours DX (matt white), DC (matt black) and SC (matt dark grey pearl mica) Article no.: HEWI 67977 | https://catalog.hewi.com/en/p/67977 | https://catalog.hewi.com/storage/downloads/HEWI_67977_en.pdf
67978 | HEWI Locking screw | System 900 fixing screw - fixing screw for mobile hinged support rails design (A) System 900 - made of high-quality stainless steel, powder-coated Article no.: HEWI 67978 | https://catalog.hewi.com/en/p/67978 | https://catalog.hewi.com/storage/downloads/HEWI_67978_en.pdf
67979 | HEWI Locking screw | System 900 fixing screw - fixing screw for hinged support rails design (A) System 900 - made of high-quality stainless steel powder-coated in HEWI colours DX (matt white), DC (matt black) and SC (matt dark grey pearl mica) Article no.: HEWI 67979 | https://catalog.hewi.com/en/p/67979 | https://catalog.hewi.com/storage/downloads/HEWI_67979_en.pdf
68001 | HEWI Joint cap | Wall plate cover, down, System 900 - lower cover of the wall plate for hinged support rails design (B) System 900 - made of high-quality stainless steel powder-coated in HEWI colours DX (matt white), DC (matt black) and SC (matt dark grey pearl mica) Article no.: HEWI 68001 | https://catalog.hewi.com/en/p/68001 | https://catalog.hewi.com/storage/downloads/HEWI_68001_en.pdf
68002 | HEWI Joint cap | Hinge cap, System 900 - hinge cap for hinged support rails design (B) System 900 - made of high-quality stainless steel powder-coated in HEWI colours DX (matt white), DC (matt black) and SC (matt dark grey pearl mica) Article no.: HEWI 68002 | https://catalog.hewi.com/en/p/68002 | https://catalog.hewi.com/storage/downloads/HEWI_68002_en.pdf
68008 | HEWI Cover | Wall plate cover, at the top, System 900 - upper cover of the wall plate for hinged support rails design (B) System 900 - made of high-quality stainless steel powder-coated in HEWI colours DX (matt white), DC (matt black) and SC (matt dark grey pearl mica) Article no.: HEWI 68008 | https://catalog.hewi.com/en/p/68008 | https://catalog.hewi.com/storage/downloads/HEWI_68008_en.pdf
68285 | HEWI Control lever | Control lever for single-lever washbasin mixer tap AQ 100 - for AQ1.12M10740 - high-quality chrome - with hot-cold marking Article no.: HEWI 68285 | https://catalog.hewi.com/en/p/68285 | https://catalog.hewi.com/storage/downloads/HEWI_68285_en.pdf
68286 | HEWI Control lever | Control lever for single-lever washbasin mixer tap AQ 800 - for AQ1.12M10840 - high-quality chrome - with hot-cold marking Article no.: HEWI 68286 | https://catalog.hewi.com/en/p/68286 | https://catalog.hewi.com/storage/downloads/HEWI_68286_en.pdf
68287 | HEWI Control lever | Control lever for single-lever washbasin mixer tap AQ 950 - for AQ1.12M10940 - high-quality chrome - with hot-cold marking Article no.: HEWI 68287 | https://catalog.hewi.com/en/p/68287 | https://catalog.hewi.com/storage/downloads/HEWI_68287_en.pdf
68288 | HEWI Control lever | Control lever for single-lever washbasin mixer tap AQ 800 K - for AQ1.12M10240 - high-quality chrome, with coloured gripping element made of high-quality matt polyamide - with hot-cold marking Article no.: HEWI 68288 | https://catalog.hewi.com/en/p/68288 | https://catalog.hewi.com/storage/downloads/HEWI_68288_en.pdf
68424 | HEWI Upgrade kit toilet roll holder | Toilet roll holder upgrade kit, System 900 - right angled add-on toilet roll holder made of stainless steel - used for retrofitting on HEWI L-shaped support rails System 900 with diameter 32 mm - easy installation - integrated toilet roll brake - 25 mm wide, 102 mm high, 174 mm deep - made of high-quality stainless steel, satin surface Article no.: HEWI 68424 | https://catalog.hewi.com/en/p/68424 | https://catalog.hewi.com/storage/downloads/HEWI_68424_en.pdf
68425 | HEWI Upgrade kit toilet roll holder | Toilet roll holder upgrade kit, System 900 - right angled add-on toilet roll holder made of stainless steel - used for retrofitting on HEWI rail system System 900 with diameter 30 mm - easy installation - integrated toilet roll brake - 25 mm wide, 102 mm high, 174 mm deep - made of high-quality stainless steel, surface chrome Article no.: HEWI 68425 | https://catalog.hewi.com/en/p/68425 | https://catalog.hewi.com/storage/downloads/HEWI_68425_en.pdf
68426 | HEWI Upgrade kit toilet roll holder | Toilet roll holder upgrade kit, System 900 - right angled add-on toilet roll holder made of stainless steel - used for retrofitting on HEWI rail system System 900 with diameter 32 mm - easy installation - integrated toilet roll brake - 25 mm wide, 102 mm high, 174 mm deep - made of high-quality stainless steel, surface chrome Article no.: HEWI 68426 | https://catalog.hewi.com/en/p/68426 | https://catalog.hewi.com/storage/downloads/HEWI_68426_en.pdf
68524 | HEWI Rose cap | Rose cap - for rail system diameter 33 mm - rose fixing on bend - Diameter 70 mm - made of high-quality matt polyamide in HEWI colours 99 (pure white), 98 (signal white), 97 (light grey), 95 (stone grey) and 92 (anthracite grey) Article no.: HEWI 68524 | https://catalog.hewi.com/en/p/68524 | https://catalog.hewi.com/storage/downloads/HEWI_68524_en.pdf
68552 | HEWI Rose cap, split | Rose cap - for rail system diameter 33 mm - for rose fixing on support - Diameter 70 mm - made of high-quality matt polyamide in HEWI colours 99 (pure white), 98 (signal white), 97 (light grey), 95 (stone grey) and 92 (anthracite grey) Article no.: HEWI 68552 | https://catalog.hewi.com/en/p/68552 | https://catalog.hewi.com/storage/downloads/HEWI_68552_en.pdf
68553 | HEWI Toilet brush container | Toilet brush holder - for toilet brush unit 477.20.100 and 805.20.100 - made of high-quality matt polyamide in HEWI colours 99 (pure white), 98 (signal white), 97 (light grey), 95 (stone grey) and 92 (anthracite grey) Article no.: HEWI 68553 | https://catalog.hewi.com/en/p/68553 | https://catalog.hewi.com/storage/downloads/HEWI_68553_en.pdf
68554 | HEWI Retaining element | Anti-theft feature for toilet roll - for toilet roll holder 477.21.150 - anti-theft protection due to concealed fitting - made of high-quality matt polyamide in HEWI colours 99 (pure white), 98 (signal white), 97 (light grey), 95 (stone grey) and 92 (anthracite grey) Article no.: HEWI 68554 | https://catalog.hewi.com/en/p/68554 | https://catalog.hewi.com/storage/downloads/HEWI_68554_en.pdf
68555 | HEWI Rotating handle with cord | Rotating handle with cord for adjustable mirror - for adjustable mirror 801.01B100, 801.01B4.. and 801.01B200 - for adjusting the inclination of the adjustable mirror - incl. HEWI fixing materials - made of high-quality matt polyamide in HEWI colours 99 (pure white), 98 (signal white), 97 (light grey), 95 (stone grey), 92 (anthracite grey) and 90 (jet black) Article no.: HEWI 68555 | https://catalog.hewi.com/en/p/68555 | https://catalog.hewi.com/storage/downloads/HEWI_68555_en.pdf
68556 | HEWI Masking cap | Masking cap - for hinged support rails 801.50... and hinged seats 801.51... - two caps to cover the fixing points - diameter 23 mm - made of high-quality matt polyamide in HEWI colours 99 (pure white), 98 (signal white), 97 (light grey), 95 (stone grey) and 92 (anthracite grey) - supplied in pairs Article no.: HEWI 68556 | https://catalog.hewi.com/en/p/68556 | https://catalog.hewi.com/storage/downloads/HEWI_68556_en.pdf
68557 | HEWI Extension piece | Shim element - for mirror clip 477.01B100, 800.01B10090 and plate glass mirror 801.01B300 - 5 mm thick, to level out uneven tile surfaces - if necessary, several shim elements can be glued together - made of high-quality matt polyamide in HEWI colours 99 (pure white), 98 (signal white), 97 (light grey), 95 (stone grey) and 92 (anthracite grey) Article no.: HEWI 68557 | https://catalog.hewi.com/en/p/68557 | https://catalog.hewi.com/storage/downloads/HEWI_68557_en.pdf
68558 | HEWI End cap | End cap - for toilet roll holder 477.21.100 - cap to cover the end bend - diameter 21 mm - made of high-quality matt polyamide in HEWI colours 99 (pure white), 98 (signal white), 97 (light grey), 95 (stone grey) and 92 (anthracite grey) Article no.: HEWI 68558 | https://catalog.hewi.com/en/p/68558 | https://catalog.hewi.com/storage/downloads/HEWI_68558_en.pdf
68559 | HEWI Cord re-routing | Cord deflector - for adjustable mirror 801.01B100, 801.01.B4.. and 801.01B200 - for guiding and deflecting the cord of the adjustable mirror - incl. HEWI fixing materials - made of high-quality matt polyamide in HEWI colours 99 (pure white), 98 (signal white), 97 (light grey), 95 (stone grey), 92 (anthracite grey) and 90 (jet black) Article no.: HEWI 68559 | https://catalog.hewi.com/en/p/68559 | https://catalog.hewi.com/storage/downloads/HEWI_68559_en.pdf
68560 | HEWI Curtain ring | Curtain rings for curtain rails - open rings with small hook to receive a curtain - serve for hanging curtains on curtain rails with 33 mm diameter - outer diameter 60 mm and inner diameter 40 mm, 10 mm thick - made of high-quality matt polyamide in HEWI colours 99 (pure white), 98 (signal white), 97 (light grey), 95 (stone grey) and 92 (anthracite grey), with POM ring ends - 5 in packing unit Article no.: HEWI 68560 | https://catalog.hewi.com/en/p/68560 | https://catalog.hewi.com/storage/downloads/HEWI_68560_en.pdf
68562 | HEWI brush handle | Brush handle - for toilet brush units 477.20.100..., 477.20.200 and toilet brush 477.20.010 - suitable for brush head 921037, 921038 and 921044 - as toilet brush replacement handle - made of high-quality matt polyamide in HEWI colours 99 (pure white), 98 (signal white), 97 (light grey), 95 (stone grey) and 92 (anthracite grey) Article no.: HEWI 68562 | https://catalog.hewi.com/en/p/68562 | https://catalog.hewi.com/storage/downloads/HEWI_68562_en.pdf
68563 | HEWI Shower hose holder | Range 801 shower hose holder - elongated flexible hose holder - for retrofitting on shower holder rods and shower and bath handrails Range 477 and 801 - is used to hold the shower hose to the shower head holder - 131 mm long, 38 mm wide, 25 mm high - suitable for shower hoses diameters up to 29 mm - made of high-quality matt polyamide in HEWI colours 99 (pure white), 98 (signal white), 97 (light grey), 95 (stone grey) and 92 (anthracite grey) Article no.: HEWI 68563 | https://catalog.hewi.com/en/p/68563 | https://catalog.hewi.com/storage/downloads/HEWI_68563_en.pdf
70064 | HEWI Base | Base for single lever basin mixer AQ 950 - for AQ1.12M109XA - PVD coated in stainless steel look Article no.: HEWI 70064 | https://catalog.hewi.com/en/p/70064 | https://catalog.hewi.com/storage/downloads/HEWI_70064_en.pdf
70065 | HEWI Control lever | Operating lever for single-lever basin mixer AQ 950 - for AQ1.12M109XA - PVD coated in stainless steel look - with hot-cold marking Article no.: HEWI 70065 | https://catalog.hewi.com/en/p/70065 | https://catalog.hewi.com/storage/downloads/HEWI_70065_en.pdf
70247 | HEWI Backflow preventer with dirt filter | Non-return valve with dirt filter - for electronic washbasin fittings Article no.: HEWI 70247 | https://catalog.hewi.com/en/p/70247 | https://catalog.hewi.com/storage/downloads/HEWI_70247_en.pdf
70498 | HEWI Overflow | Overflow - Spare part to replace the overflow in HEWI washbasins - including rosette and cover - is fitted underneath the washbasin between the trap and drain, h: 25 mm, ø=70 mm Article no.: HEWI 70498 | https://catalog.hewi.com/en/p/70498 | https://catalog.hewi.com/storage/downloads/HEWI_70498_en.pdf
70899 | HEWI Shower head holder | Shower head holder - for rails with shower head holder System 900 rail systems with diameter 25 mm - suitable for shower heads of various manufacturers - shower head holder can be tilted with detent and height-adjusted by turning with spring-assisted return - made of synthetic material, chrome Article no.: HEWI 70899 | https://catalog.hewi.com/en/p/70899 | https://catalog.hewi.com/storage/downloads/HEWI_70899_en.pdf
710XA.150.1 | HEWI Symbol, male | Symbol male - self-adhesive - 153 mm high, 72 mm wide and 2 mm thick - made of stainless steel (material number 1.4301) Article no.: HEWI 710XA.150.1 | https://catalog.hewi.com/en/p/710XA1501 | https://catalog.hewi.com/storage/downloads/HEWI_710XA_150_1_en.pdf
710XA.150.2 | HEWI Symbol, female | Symbol female - self-adhesive - 151 mm high, 90 mm wide and 2 mm thick - made of stainless steel (material number 1.4301) Article no.: HEWI 710XA.150.2 | https://catalog.hewi.com/en/p/710XA1502 | https://catalog.hewi.com/storage/downloads/HEWI_710XA_150_2_en.pdf
710XA.150.3 | HEWI Symbol, accessibility | Symbol, accessibility - self-adhesive - 146 mm high, 133 mm wide and 2 mm thick - made of stainless steel (material number 1.4301) Article no.: HEWI 710XA.150.3 | https://catalog.hewi.com/en/p/710XA1503 | https://catalog.hewi.com/storage/downloads/HEWI_710XA_150_3_en.pdf
71176 | HEWI Tight round plate | Tight round plate with bolt circle - for rail systems 900, 801 (steel core) and 805 Classic with bolt circle rose diameter 70 mm - for additional sealing of the drilling points - sealing for tile spacers and tile offset - pack of 50 Article no.: HEWI 71176 | https://catalog.hewi.com/en/p/71176 | https://catalog.hewi.com/storage/downloads/HEWI_71176_en.pdf
71177 | HEWI Tight round plate | Tight round plate with bolt circle - for rail systems 900, 801 (steel core) and 805 Classic with bolt circle rose diameter 70 mm - for additional sealing of the drilling points - sealing for tile spacers and tile offset - pack of 100 Article no.: HEWI 71177 | https://catalog.hewi.com/en/p/71177 | https://catalog.hewi.com/storage/downloads/HEWI_71177_en.pdf
71178 | HEWI Tight round plate | Tight round plate with bolt circle - for rail systems 801 (aluminium core and fixing roses made of synthetic material) - with bolt circle rose diameter 70 mm - for additional sealing of the drilling points - sealing for tile spacers and tile offset - pack of 10 Article no.: HEWI 71178 | https://catalog.hewi.com/en/p/71178 | https://catalog.hewi.com/storage/downloads/HEWI_71178_en.pdf
71179 | HEWI Tight round plate | Tight round plate with bolt circle - for rail systems 801 (aluminium core and fixing roses made of synthetic material) - with bolt circle rose diameter 70 mm - for additional sealing of the drilling points - sealing for tile spacers and tile offset - pack of 50 Article no.: HEWI 71179 | https://catalog.hewi.com/en/p/71179 | https://catalog.hewi.com/storage/downloads/HEWI_71179_en.pdf
71180 | HEWI Tight round plate | Tight round plate with bolt circle - for rail systems 801 (aluminium core and fixing roses made of synthetic material) - with bolt circle rose diameter 70 mm - for additional sealing of the drilling points - sealing for tile spacers and tile offset - pack of 100 Article no.: HEWI 71180 | https://catalog.hewi.com/en/p/71180 | https://catalog.hewi.com/storage/downloads/HEWI_71180_en.pdf
711BD | HEWI Symbol, push | Symbol, push - diameter 52 mm - 2 mm thick, self-adhesive - made of high-quality matt polyamide in the HEWI colours 99 (pure white), 98 (signal white), 97 (light grey), 95 (stone grey), 92 (anthracite grey) and 90 (jet black) Article no.: HEWI 711BD | https://catalog.hewi.com/en/p/711BD | https://catalog.hewi.com/storage/downloads/HEWI_711BD_en.pdf
711BZ | HEWI Symbol, pull | Symbol, pull - diameter 52 mm - 2 mm thick, self-adhesive - made of high-quality matt polyamide in the HEWI colours 99 (pure white), 98 (signal white), 97 (light grey), 95 (stone grey), 92 (anthracite grey) and 90 (jet black) Article no.: HEWI 711BZ | https://catalog.hewi.com/en/p/711BZ | https://catalog.hewi.com/storage/downloads/HEWI_711BZ_en.pdf
711D | HEWI Symbol, push | Symbol, push - diameter 52 mm - 2 mm thick, self-adhesive - made of high-quality polyamide - according to HEWI colour chart Article no.: HEWI 711D | https://catalog.hewi.com/en/p/711D | https://catalog.hewi.com/storage/downloads/HEWI_711D_en.pdf
711DXA | HEWI Symbol, pushPush/Pull handle stainless steel:HEWI Push indicator | Symbol, push - self-adhesive - diameter 52 mm, 2 mm thick - made of stainless steel (material number 1.4301) Article no.: HEWI 711DXA | https://catalog.hewi.com/en/p/711DXA | https://catalog.hewi.com/storage/downloads/HEWI_711DXA_en.pdf
711Z | HEWI Symbol, pull | Symbol, pull - diameter 52 mm - 2 mm thick, self-adhesive - made of high-quality polyamide - according to HEWI colour chart Article no.: HEWI 711Z | https://catalog.hewi.com/en/p/711Z | https://catalog.hewi.com/storage/downloads/HEWI_711Z_en.pdf
711ZXA | HEWI Symbol, pullPush/Pull handle stainless steel:HEWI Pull indicator | Symbol, pull - self-adhesive - diameter 52 mm, 2 mm thick - made of stainless steel (material number 1.4301) Article no.: HEWI 711ZXA | https://catalog.hewi.com/en/p/711ZXA | https://catalog.hewi.com/storage/downloads/HEWI_711ZXA_en.pdf
713 | HEWI Picto-frame | Picto-frame - made of high-quality polyamide, according to HEWI colour chart, with frame window 36 x 36 mm, for pictogram, outside dimensions 45 x 45 mm Article no.: HEWI 713 | https://catalog.hewi.com/en/p/713 | https://catalog.hewi.com/storage/downloads/HEWI_713_en.pdf
713.5 | HEWI Picto-frame | Picto-frame - pack of 5, made of high-quality polyamide according to HEWI colour chart, with frame window 36 x 36 mm, for pictogram, outside dimensions 45 x 45 mm Article no.: HEWI 713.5 | https://catalog.hewi.com/en/p/7135 | https://catalog.hewi.com/storage/downloads/HEWI_713_5_en.pdf
71423 | HEWI Control lever | Control lever for single-lever washbasin mixer tap AQ 800 K - for AQ1.12M10260 - matt black powder-coated, with coloured gripping element* made of polyamide - with hot-cold marking Article no.: HEWI 71423 | https://catalog.hewi.com/en/p/71423 | https://catalog.hewi.com/storage/downloads/HEWI_71423_en.pdf
71424 | HEWI Control lever | Control lever for single-lever washbasin mixer tap AQ 800 - for AQ1.12M10160 - matt black powder-coated - with hot-cold marking Article no.: HEWI 71424 | https://catalog.hewi.com/en/p/71424 | https://catalog.hewi.com/storage/downloads/HEWI_71424_en.pdf
71425 | HEWI Control lever | Control lever for single-lever washbasin mixer tap AQ 800 - for AQ1.12M10860 - matt black powder-coated - with hot-cold marking Article no.: HEWI 71425 | https://catalog.hewi.com/en/p/71425 | https://catalog.hewi.com/storage/downloads/HEWI_71425_en.pdf
71427 | HEWI Control lever | Control lever for single-lever washbasin mixer tap AQ 950 - for AQ1.12M10360 - matt black powder-coated - with hot-cold marking Article no.: HEWI 71427 | https://catalog.hewi.com/en/p/71427 | https://catalog.hewi.com/storage/downloads/HEWI_71427_en.pdf
71428 | HEWI Control lever | Control lever for single-lever washbasin mixer tap AQ 950 - for AQ1.12M10960 - matt black powder-coated - with hot-cold marking Article no.: HEWI 71428 | https://catalog.hewi.com/en/p/71428 | https://catalog.hewi.com/storage/downloads/HEWI_71428_en.pdf
71429 | HEWI Base | Base for single lever basin mixer AQ 950 - for AQ1.12M10360, AQ1.12M10960 - matt black powder-coated Article no.: HEWI 71429 | https://catalog.hewi.com/en/p/71429 | https://catalog.hewi.com/storage/downloads/HEWI_71429_en.pdf
71453 | HEWI S-connection set, lockable, round | S-connection set, lockable, round - for shower thermostats Safe Touch, AQ1.32T50060 - matt black powder-coated Article no.: HEWI 71453 | https://catalog.hewi.com/en/p/71453 | https://catalog.hewi.com/storage/downloads/HEWI_71453_en.pdf
71830 | HEWI Compensating washer | Shim for offset tiles - made of high-quality stainless steel, chrome - for rail system 900 (chrome) - to compensate for offset tiles - Diameter: 68mm - Material thickness: 10 mm Article no.: HEWI 71830 | https://catalog.hewi.com/en/p/71830 | https://catalog.hewi.com/storage/downloads/HEWI_71830_en.pdf
71831 | HEWI Compensating washer | Shim for offset tiles - made of powder-coated stainless steel in the HEWI colours: DX (matt white), DC (matt black), AY (matt light grey pearl mica), and SC (dark grey matt pearl mica) - for rail system 900 (powder coating) - to compensate for offset tiles - Diameter: 68mm - Material thickness: 10mm Article no.: HEWI 71831 | https://catalog.hewi.com/en/p/71831 | https://catalog.hewi.com/storage/downloads/HEWI_71831_en.pdf
72201 | HEWI Foot gliders | Foot glider - Foot glider for shower stool 950.51.30... and bath chairs 950.51.31... with seat surface in 90 (jet black) or 92 (anthracite grey) - made of plastic, black - Packing unit 4 pcs Article no.: HEWI 72201 | https://catalog.hewi.com/en/p/72201 | https://catalog.hewi.com/storage/downloads/HEWI_72201_en.pdf
72202 | HEWI Foot gliders | Foot glider - Foot glider for shower stool 950.51.30... and bath chairs 950.51.31... with seat surface in 98 (signal white) - made of plastic, colourless - Packing unit 4 pcs Article no.: HEWI 72202 | https://catalog.hewi.com/en/p/72202 | https://catalog.hewi.com/storage/downloads/HEWI_72202_en.pdf
72320 | HEWI Becher | Toothbrush tumbler - for cloakroom rail 33...PB8 with picto frame - made of high-quality matt polyamide according to HEWI colour chart Article no.: HEWI 72320 | https://catalog.hewi.com/en/p/72320 | https://catalog.hewi.com/storage/downloads/HEWI_72320_en.pdf
800.00.10090 | HEWI Holder | System 800 K Holder - ring-shaped wall-mounted bracket - for tumbler 800.04.010 and soap dispenser 800.06.010 - for wall mounting, concealed fixing - 79 mm wide, 20 mm high and 92 mm deep - made of high-quality polyamide in HEWI colours 98 (signal white) or 99 (pure white) - including non-corrosive HEWI fixing material. Article no.: HEWI 800.00.10090 | https://catalog.hewi.com/en/p/8000010090 | https://catalog.hewi.com/storage/downloads/HEWI_800_00_10090_en.pdf
800.00.10260 | HEWI Holder | System 800 Holder - ring-shaped wall-mounted bracket - reduced and functional in a harmonious, timeless design language - for tumbler 800.04.01001 and tumbler 800.04.01005 and soap dispenser 800.06.0104... - with protective ring made of plastic for a safe, defined position and to protect the glass inserts from damage - for wall mounting, Concealed fixing -- 81 mm wide, 20 mm high and 92 mm deep. - made of metal, powder-coated in HEWI colour DC (deep matt black) and DX (deep matt white) - includes corrosion-free HEWI mounting materials Article no.: HEWI 800.00.10260 | https://catalog.hewi.com/en/p/8000010260 | https://catalog.hewi.com/storage/downloads/HEWI_800_00_10260_en.pdf
800.01.10060 | HEWI Adjustable mirror | System 800 Adjustable mirror - rectangular plate glass mirror with rounded edges, integrated shatter protection film and tilting frame - ergonomically shaped handle made of metal, high-quality chrome-plated - lean and functional with a harmonious, timeless design - tilting frame with high-quality white coating - easy adjustment of the tilt between 0 to 10° from a seated position - for wall mounting - 580 mm wide, 680 mm high and 115 mm deep - including non-corrosive HEWI fixing material Article no.: HEWI 800.01.10060 | https://catalog.hewi.com/en/p/8000110060 | https://catalog.hewi.com/storage/downloads/HEWI_800_01_10060_en.pdf
800.02.010 | HEWI Soap dish | System 800 K Soap dish - oval soap dish - suitable for holder 800.02.10090 and the product set 800.02.11041 - 113 mm wide, 15 mm high, 68 mm deep - rotatable soap dish, can be used flush or as a dish - made of high-quality polyamide according to HEWI colour chart Article no.: HEWI 800.02.010 | https://catalog.hewi.com/en/p/80002010 | https://catalog.hewi.com/storage/downloads/HEWI_800_02_010_en.pdf
800.02.10090 | HEWI Holder | System 800 K Holder - oval wall-mounted bracket - for soap dish 800.02.010 - for wall mounting, concealed fixing - 123 mm wide, 20 mm high, 91 mm deep - made of high-quality polyamide in HEWI colours 98 (signal white) or 99 (pure white) - including non-corrosive HEWI fixing material. Article no.: HEWI 800.02.10090 | https://catalog.hewi.com/en/p/8000210090 | https://catalog.hewi.com/storage/downloads/HEWI_800_02_10090_en.pdf
800.02.11041 | HEWI Soap dish with holder | System 800 Holder with soap dish - oval wall-mounted bracket - holder made of metal, high-quality chrome-plated - holder with protective ring made of synthetic material for a secure, defined position and to protect the insert from damage - 125 mm wide, 20 mm high and 92 mm deep - oval soap dish made of high-quality polyamide in HEWI colour 98 (signal white) - rotatable soap dish, can be used flush or as a dish - for wall mounting, concealed fixing - including non-corrosive HEWI fixing material Article no.: HEWI 800.02.11041 | https://catalog.hewi.com/en/p/8000211041 | https://catalog.hewi.com/storage/downloads/HEWI_800_02_11041_en.pdf
800.02.11045 | HEWI Soap dish with holder | System 800 Holder with soap dish - oval wall-mounted bracket - holder made of metal, high-quality chrome-plated - holder with protective ring made of synthetic material for a secure, defined position and to protect the glass insert from damage - 125 mm wide, 20 mm high and 92 mm deep - oval soap dish made of high-quality, satin-finish crystal glass - rotatable soap dish, can be used flush or as a dish - for wall mounting, concealed fixing - including non-corrosive HEWI fixing material Article no.: HEWI 800.02.11045 | https://catalog.hewi.com/en/p/8000211045 | https://catalog.hewi.com/storage/downloads/HEWI_800_02_11045_en.pdf
800.02.11060 | HEWI Soap dish with holder | System 800 Holder with soap dish - oval wall-mounted bracket - Holder with protective ring made of plastic for a safe, defined position and to protect against damage to the insert - holder made of metal, powder-coated in HEWI colour CV (deep matt black) with oval soap dish made of matt black polyamide or in HEWI colour AS (deep matt white) with oval soap dish made of matt white polyamide - rotatable soap dish, can be used flush or as a dish - width 125 mm, 20 mm high, 92 mm deep - for wall mounting, Concealed fixing - includes corrosion-free HEWI mounting materials Article no.: HEWI 800.02.11060 | https://catalog.hewi.com/en/p/8000211060 | https://catalog.hewi.com/storage/downloads/HEWI_800_02_11060_en.pdf
800.02.11065 | HEWI Soap dish with holder | System 800 Holder with soap dish - oval wall-mounted bracket - Holder with protective ring made of plastic for a safe, defined position and to protect against damage to the insert - holder made of metal, powder-coated in HEWI colour DC (deep matt black) and DX (deep matt white) with oval soap dish made from high-quality, satin-finish crystal glass - rotatable soap dish, can be used flush or as a dish - width 125 mm, 20 mm high, 92 mm deep - for wall mounting, Concealed fixing - includes corrosion-free HEWI mounting materials Article no.: HEWI 800.02.11065 | https://catalog.hewi.com/en/p/8000211065 | https://catalog.hewi.com/storage/downloads/HEWI_800_02_11065_en.pdf
800.02.E01 | HEWI Soap dish | Soap dish - suitable for holder with soap dish 800.02.11045 - rotatable soap dish, can sit flush with the holder or be used as a dish - 113 mm wide, 15 mm high and 68 mm deep - made of high-quality, satin-finish crystal glass Article no.: HEWI 800.02.E01 | https://catalog.hewi.com/en/p/80002E01 | https://catalog.hewi.com/storage/downloads/HEWI_800_02_E01_en.pdf
800.03.010 | HEWI Insert | System 800 K and Modular washbasins system 950.13.. insert - insert for shelves with oblong hole 950.13.00.. and shower baskets 800.03.30041 and 800.03.3009... - made of high-quality polyamide according to HEWI colour chart Article no.: HEWI 800.03.010 | https://catalog.hewi.com/en/p/80003010 | https://catalog.hewi.com/storage/downloads/HEWI_800_03_010_en.pdf
800.03.10041 | HEWI Shelf | System 800 Shelf - white shelf with all-round edge made of high-quality acrylic glass - lean and functional with a harmonious, timeless design - the shelf can be mounted flush with the bracket or can be lowered for use as a dish - for wall mounting, concealed fixing - 600 mm wide, 20 mm high and 100 mm deep - holder made of metal, high-quality chrome-plated - including non-corrosive HEWI fixing material Article no.: HEWI 800.03.10041 | https://catalog.hewi.com/en/p/8000310041 | https://catalog.hewi.com/storage/downloads/HEWI_800_03_10041_en.pdf
800.03.10045 | HEWI Shelf | System 800 Shelf - high-quality satin-finish glass shelf with all-round edge - lean and functional with a harmonious, timeless design - the shelf can be mounted flush with the bracket or can be lowered for use as a dish - for wall mounting, concealed fixing - 600 mm wide, 20 mm high and 100 mm deep - holder made of metal, high-quality chrome-plated - including non-corrosive HEWI fixing material Article no.: HEWI 800.03.10045 | https://catalog.hewi.com/en/p/8000310045 | https://catalog.hewi.com/storage/downloads/HEWI_800_03_10045_en.pdf
800.03.10060 | HEWI Shelf | System 800 shelf - white dish with all-round edge made of high-quality acrylic glass - reduced and functional in a harmonious, timeless design language - holder made of metal, powder-coated in HEWI colour CV (deep matt black) with top made of black high-quality acrylic glass or in HEWI colour AS (deep matt white) with top made of white high-quality acrylic glass - the shelf can be mounted flush with the bracket or can be lowered for use as a dish - width 600 mm, 20 mm high, 100 mm deep - for wall mounting, Concealed fixing - includes corrosion-free HEWI mounting materials Article no.: HEWI 800.03.10060 | https://catalog.hewi.com/en/p/8000310060 | https://catalog.hewi.com/storage/downloads/HEWI_800_03_10060_en.pdf
800.03.10065 | HEWI Shelf | System 800 Shelf - Shelf with all-round edge and top made of high quality, satin-finish glass - reduced and functional in a harmonious, timeless design language - holder made of metal, powder-coated in HEWI colour DC (deep matt black) and DX (deep matt white) - the shelf can be mounted flush with the bracket or can be lowered for use as a dish - width 600 mm, 20 mm high, 100 mm deep - for wall mounting, Concealed fixing - includes corrosion-free HEWI mounting materials Article no.: HEWI 800.03.10065 | https://catalog.hewi.com/en/p/8000310065 | https://catalog.hewi.com/storage/downloads/HEWI_800_03_10065_en.pdf
800.03.20041 | HEWI Utility dish | System 800 Utility dish - oval dish for diverse utensils - lean and functional with a harmonious, timeless design - the shelf is rotatable and can be mounted flush with the bracket or can be used as a storage dish - for wall mounting, concealed fixing - 250 mm wide, 20 mm high and 106 mm deep - dish made of high-quality polyamide in HEWI colour 98 (signal white) - holder made of metal, high-quality chrome-plated - including non-corrosive HEWI fixing material Article no.: HEWI 800.03.20041 | https://catalog.hewi.com/en/p/8000320041 | https://catalog.hewi.com/storage/downloads/HEWI_800_03_20041_en.pdf
800.03.20060 | HEWI Utility dish | System 800 Utility dish - oval dish for diverse utensils - reduced and functional in a harmonious, timeless design language - holder made of metal, powder-coated in HEWI colour CV (deep matt black) with oval shell made of matt black polyamide or in HEWI colour AS (deep matt white) with oval shell made of matt white polyamide - the shelf is rotatable and can be mounted flush with the bracket or can be used as a storage dish - width 250 mm, 20 mm high, 106 mm deep - for wall mounting, Concealed fixing - includes corrosion-free HEWI mounting materials Article no.: HEWI 800.03.20060 | https://catalog.hewi.com/en/p/8000320060 | https://catalog.hewi.com/storage/downloads/HEWI_800_03_20060_en.pdf
800.03.20090 | HEWI Utility dish | System 800 K Utility dish - oval dish for diverse utensils - the shelf is rotatable and can be mounted flush with the bracket or can be used as a storage dish - for wall mounting, concealed fixing - 250 mm wide, 20 mm high and 106 mm deep - Holder and storage made of high-quality polyamide in HEWI colours 98 (signal white) or 99 (pure white) - including non-corrosive HEWI fixing material Article no.: HEWI 800.03.20090 | https://catalog.hewi.com/en/p/8000320090 | https://catalog.hewi.com/storage/downloads/HEWI_800_03_20090_en.pdf
800.03.20091 | HEWI Utility dish | System 800 K Utility dish - oval dish for diverse utensils - the shelf is rotatable and can be mounted flush with the bracket or can be used as a storage dish - for wall mounting, concealed fixing - 250 mm wide, 20 mm high and 106 mm deep - holder made of high-quality polyamide in HEWI colour 98 (signal white) - storage made of high-quality polyamide according to HEWI colour chart - including non-corrosive HEWI fixing material Article no.: HEWI 800.03.20091 | https://catalog.hewi.com/en/p/8000320091 | https://catalog.hewi.com/storage/downloads/HEWI_800_03_20091_en.pdf
800.03.20099 | HEWI Utility dish | System 800 K Utility dish - oval dish for diverse utensils - the shelf is rotatable and can be mounted flush with the bracket or can be used as a storage dish - for wall mounting, concealed fixing - 250 mm wide, 20 mm high and 106 mm deep - holder made of high-quality polyamide in the HEWI colour 99 (pure white) - storage made of high-quality polyamide according to HEWI colour chart - including non-corrosive HEWI fixing material Article no.: HEWI 800.03.20099 | https://catalog.hewi.com/en/p/8000320099 | https://catalog.hewi.com/storage/downloads/HEWI_800_03_20099_en.pdf
800.03.30041 | HEWI Shower basket | System 800 Shower basket - lean and functional with a harmonious, timeless design - shower basket made of high-quality polyamide in HEWI 98 (signal white) - for wall mounting, concealed fixing - 250 mm wide, 90 mm high and 106 mm deep - holder made of metal, high-quality chrome-plated - including non-corrosive HEWI fixing material Article no.: HEWI 800.03.30041 | https://catalog.hewi.com/en/p/8000330041 | https://catalog.hewi.com/storage/downloads/HEWI_800_03_30041_en.pdf
800.03.30060 | HEWI Shower basket | System 800 Shower basket - reduced and functional in a harmonious, timeless design language - holder made of metal, powder-coated in HEWI colour CV (deep matt black) with shower basket made of matt black polyamide or powder-coated in HEWI colour AS (deep matt white) with shower basket made of matt white polyamide - width 250 mm, 90 mm high, 106 mm deep - for wall mounting, Concealed fixing - includes corrosion-free HEWI mounting materials Article no.: HEWI 800.03.30060 | https://catalog.hewi.com/en/p/8000330060 | https://catalog.hewi.com/storage/downloads/HEWI_800_03_30060_en.pdf
800.03.30090 | HEWI Shower basket | System 800 K Shower basket - for wall mounting, concealed fixing - 250 mm wide, 90 mm high and 106 mm deep - Holder and shower basket made of high-quality polyamide in HEWI colours 98 (signal white) or 99 (pure white) - including non-corrosive HEWI fixing material Article no.: HEWI 800.03.30090 | https://catalog.hewi.com/en/p/8000330090 | https://catalog.hewi.com/storage/downloads/HEWI_800_03_30090_en.pdf
800.03.30091 | HEWI Shower basket | System 800 K Shower basket - for wall mounting, concealed fixing - 250 mm wide, 90 mm high and 106 mm deep - holder made of high-quality polyamide in HEWI colour 98 (signal white) - shower basket made of high-quality polyamide according to HEWI colour chart - including non-corrosive HEWI fixing material Article no.: HEWI 800.03.30091 | https://catalog.hewi.com/en/p/8000330091 | https://catalog.hewi.com/storage/downloads/HEWI_800_03_30091_en.pdf
800.03.30099 | HEWI Shower basket | System 800 K Shower basket - for wall mounting, concealed fixing - 250 mm wide, 90 mm high and 106 mm deep - holder made of high-quality polyamide in the HEWI colour 99 (pure white) - shower basket made of high-quality polyamide according to HEWI colour chart - including non-corrosive HEWI fixing material Article no.: HEWI 800.03.30099 | https://catalog.hewi.com/en/p/8000330099 | https://catalog.hewi.com/storage/downloads/HEWI_800_03_30099_en.pdf
800.03.400 | HEWI Tumbler rack with hooks, 4 places | Tumbler rack with towel hooks, 4 places - brackets made of high-quality polyamide in HEWI colour 74 (apple green), 99 (pure white) or 55 (aqua blue) - tumblers made of high-quality polyamide to HEWI colour chart - the tumblers and towel hooks form a colour pair - when ordering, please state colours for tumblers/towel hooks - the coloured towel hooks are fitted in the given order, from left to right from the user's view - rack shelf made of robust HPL, surface: silky white, with slight texture - 150 mm spacing between the slots - corresponds to the specifications of DGUV Guidelines 82 for children's day care facilities ("Kindertageseinrichtungen") - max. static load 20 kg - retrofittable - 630 mm wide (c-to-c 600 mm), 122 mm high, 132 mm deep - to increase the number of slots, use HEWI extension set 800.03.410 - for individualisation, additional HEWI pictogram sheets available as blank version for labelling 33.1772E or with motifs 33.1772A, 33.1772B, 33.1772D Article no.: HEWI 800.03.400 | https://catalog.hewi.com/en/p/80003400 | https://catalog.hewi.com/storage/downloads/HEWI_800_03_400_en.pdf
800.03.401 | HEWI Shelf with hooks, 4 places | Tumbler rack, 4 places (tumblers/hooks) - brackets made of high-quality polyamide in HEWI colour 74 (apple green), 99 (pure white) or 55 (aqua blue) - tumblers made of high-quality polyamide to HEWI colour chart - when ordering, please state colours for tumblers - rack shelf made of robust HPL, surface: silky white, with slight texture - 150 mm spacing between the slots - corresponds to the specifications of DGUV Guidelines 82 for children's day care facilities ("Kindertageseinrichtungen") - max. static load 20 kg - retrofittable - 630 mm wide (c-to-c 600 mm), 94 mm high, 132 mm deep - to increase the number of slots, use the HEWI extension set 800.03.411 - for individualisation, additional HEWI pictogram sheets available as blank version for labelling 33.1772E or with motifs 33.1772A, 33.1772B, 33.1772D Article no.: HEWI 800.03.401 | https://catalog.hewi.com/en/p/80003401 | https://catalog.hewi.com/storage/downloads/HEWI_800_03_401_en.pdf
800.03.402 | HEWI Tumbler rack with triple hooks, 4 places | Tumbler rack with triple hooks, 4 places - brackets made of high-quality polyamide in HEWI colour 74 (apple green), 99 (pure white) or 55 (aqua blue) - tumblers and triple hooks made of high-quality polyamide to HEWI colour chart - the tumblers and triple hooks form a colour pair - when ordering, please state colours for tumblers/triple hooks - the coloured triple hooks are fitted in the given order, from left to right from the user's view - rack shelf made of robust HPL, surface: silky white, with slight texture - 150 mm spacing between the slots - corresponds to the specifications of DGUV Guidelines 82 for children's day care facilities ("Kindertageseinrichtungen") - max. static load 20 kg - retrofittable - 630 mm wide (c-to-c 600 mm), 152 mm high, 132 mm deep - to increase the number of slots, use HEWI extension set 800.03.412 - for individualisation, additional HEWI pictogram sheets available as blank version for labelling 33.1772E or with motifs 33.1772A, 33.1772B, 33.1772D Article no.: HEWI 800.03.402 | https://catalog.hewi.com/en/p/80003402 | https://catalog.hewi.com/storage/downloads/HEWI_800_03_402_en.pdf
800.03.403 | HEWI Shelf with hooks | Shelf with towel hooks, 4 places - brackets made of high-quality polyamide in HEWI colour 74 (apple green), 99 (pure white) or 55 (aqua blue) - towel hooks made of high-quality polyamide to HEWI colour chart - when ordering, please state colours for towel hooks - the coloured towel hooks are fitted in the given order, from left to right from the user's view - rack shelf made of robust HPL, surface: silky white, with slight texture - 150 mm spacing between the slots - corresponds to the specifications of DGUV Guidelines 82 for children's day care facilities ("Kindertageseinrichtungen") - max. static load 20 kg - retrofittable - 630 mm wide (c-to-c 600 mm), 59 mm high, 132 mm deep - to increase the number of slots, use HEWI extension set 800.03.413 Article no.: HEWI 800.03.403 | https://catalog.hewi.com/en/p/80003403 | https://catalog.hewi.com/storage/downloads/HEWI_800_03_403_en.pdf
800.03.404 | HEWI Shelf with hooks | Shelf with triple hooks, 4 places - brackets made of high-quality polyamide in HEWI colour 74 (apple green), 99 (pure white) or 55 (aqua blue) - triple hooks made of high-quality polyamide to HEWI colour chart - when ordering, please state colours for triple hooks - the coloured triple hooks are fitted in the given order, from left to right from the user's view - rack shelf made of robust HPL, surface: silky white, with slight texture - 150 mm spacing between the slots - corresponds to the specifications of DGUV Guidelines 82 for children's day care facilities ("Kindertageseinrichtungen") - max. static load 20 kg - retrofittable - 630 mm wide (c-to-c 600 mm), 89 mm high, 132 mm deep - to increase the number of slots, use HEWI extension set 800.03.414 Article no.: HEWI 800.03.404 | https://catalog.hewi.com/en/p/80003404 | https://catalog.hewi.com/storage/downloads/HEWI_800_03_404_en.pdf
800.03.410 | HEWI Extension set tumbler rack with hooks, 4 places | Tumbler rack extension set with towel hooks, 4 places (tumblers/hooks) - for retrofitting on the tumbler rack with towel hooks to add 4 places - brackets made of high-quality polyamide in HEWI colour 74 (apple green), 99 (pure white) or 55 (aqua blue) - tumblers made of high-quality polyamide to HEWI colour chart - the tumblers and towel hooks form a colour pair - when ordering, please state colours for tumblers/towel hooks - the coloured towel hooks are fitted in the given order, from left to right from the user's view - rack shelf made of robust HPL, surface: silky white, with slight texture - corresponds to the specifications of DGUV Guidelines 82 for children's day care facilities ("Kindertageseinrichtungen") - 150 mm spacing between the slots - max. static load 20 kg - retrofittable - 608 mm wide, 122 mm high, 132 mm deep - for individualisation, additional HEWI pictogram sheets available as blank version for labelling 33.1772E or with motifs 33.1772A, 33.1772B, 33.1772D Article no.: HEWI 800.03.410 | https://catalog.hewi.com/en/p/80003410 | https://catalog.hewi.com/storage/downloads/HEWI_800_03_410_en.pdf
800.03.411 | HEWI Extension set tumbler rack, 4 places | Tumbler rack extension set, 4 places (tumblers) - for retrofitting to the tumbler rack to add 4 places - brackets made of high-quality polyamide in HEWI colour 74 (apple green), 99 (pure white) or 55 (aqua blue) - tumblers made of high-quality polyamide to HEWI colour chart - when ordering, please state colours for tumblers - rack shelf made of robust HPL, surface: silky white, with slight texture - 150 mm spacing between the slots - corresponds to the specifications of DGUV Guidelines 82 for children's day care facilities ("Kindertageseinrichtungen") - max. static load 20 kg - retrofittable - 608 mm wide, 94 mm high, 132 mm deep - for individualisation, additional HEWI pictogram sheets available as blank version for labelling 33.1772E or with motifs 33.1772A, 33.1772B, 33.1772D Article no.: HEWI 800.03.411 | https://catalog.hewi.com/en/p/80003411 | https://catalog.hewi.com/storage/downloads/HEWI_800_03_411_en.pdf
800.03.412 | HEWI Extension set tumbler rack with hooks, 4 places | Tumbler rack extension set with triple hooks, 4 places - for retrofitting on the tumbler rack with triple hooks to add 4 places - brackets made of high-quality polyamide in HEWI colour 74 (apple green), 99 (pure white) or 55 (aqua blue) - tumblers and triple hooks made of high-quality polyamide to HEWI colour chart - the tumblers and triple hooks form a colour pair - when ordering, please state colours for tumblers/triple hooks - the coloured triple hooks are fitted in the given order, from left to right from the user's view - rack shelf made of robust HPL, surface: silky white, with slight texture - corresponds to the specifications of DGUV Guidelines 82 for children's day care facilities ("Kindertageseinrichtungen") - 150 mm spacing between the slots - max. static load 20 kg - retrofittable - 608 mm wide, 152 mm high, 132 mm deep - for individualisation, additional HEWI pictogram sheets available as blank version for labelling 33.1772E or with motifs 33.1772A, 33.1772B, 33.1772D Article no.: HEWI 800.03.412 | https://catalog.hewi.com/en/p/80003412 | https://catalog.hewi.com/storage/downloads/HEWI_800_03_412_en.pdf
800.03.413 | HEWI Extension set shelf with hooks, 4 places | Shelf extension set with towel hooks, 4 places (Shelfs/hooks) - for retrofitting on the shelf with towel hooks to add 4 places - brackets made of high-quality polyamide in HEWI colour 74 (apple green), 99 (pure white) or 55 (aqua blue) - towel hooks made of high-quality polyamide to HEWI colour chart - when ordering, please state colours for towel hooks - the coloured towel hooks are fitted in the given order, from left to right from the user's view - rack shelf made of robust HPL, surface: silky white, with slight texture - corresponds to the specifications of DGUV Guidelines 82 for children's day care facilities ("Kindertageseinrichtungen") - 150 mm spacing between the slots - max. static load 20 kg - retrofittable - 608 mm wide, 59 mm high, 132 mm deep Article no.: HEWI 800.03.413 | https://catalog.hewi.com/en/p/80003413 | https://catalog.hewi.com/storage/downloads/HEWI_800_03_413_en.pdf
800.03.414 | HEWI Extension set shelf with hooks, 4 places | Shelf extension set with triple hooks, 4 places - for retrofitting on the shelf with triple hooks to add 4 places - brackets made of high-quality polyamide in HEWI colour 74 (apple green), 99 (pure white) or 55 (aqua blue) - triple hooks made of high-quality polyamide to HEWI colour chart - when ordering, please state colours for triple hooks - the coloured triple hooks are fitted in the given order, from left to right from the user's view - rack shelf made of robust HPL, surface: silky white, with slight texture - corresponds to the specifications of DGUV Guidelines 82 for children's day care facilities ("Kindertageseinrichtungen") - 150 mm spacing between the slots - max. static load 20 kg - retrofittable - 608 mm wide, 89 mm high, 132 mm deep Article no.: HEWI 800.03.414 | https://catalog.hewi.com/en/p/80003414 | https://catalog.hewi.com/storage/downloads/HEWI_800_03_414_en.pdf
800.03B010 | HEWI Insert | Modular washbasins system 950.13.. insert - insert for shelves with oblong hole 950.13.00.. - made of high-quality matt polyamide in the HEWI colours 99 (pure white), 98 (signal white), 97 (light grey), 95 (stone grey), 92 (anthracite grey) and 90 (jet black) Article no.: HEWI 800.03B010 | https://catalog.hewi.com/en/p/80003B010 | https://catalog.hewi.com/storage/downloads/HEWI_800_03B010_en.pdf
800.03B400 | HEWI Tumbler rack with hooks, 4 places | Toothbrush tumbler rail with towel hook, 4 slots - Holder made of high-quality matt polyamide in HEWI colour 74 (apple green) or 55 (aqua blue) - Tumbler made of high-quality matt polyamide according to HEWI colour chart - The tumblers and towel hooks form a colour pair - When ordering, please state colours for tumblers/towel hooks - The coloured towel hooks are fitted in the given order, from left to right from the user's view - Rack shelf made of robust HPL, Surface: white, silky gloss, with slight texture - 150 mm spacing between the slots - Corresponds to the specifications of DGUV Guidelines 82 for children's day care facilities ("Kindertageseinrichtungen") - max. static load 20 kg - retrofittable - Width 630 mm (centre-to-centre 600 mm ), Height 122 mm, Depth 132 mm - To increase the number of slots, use the HEWI add-on kit 800.03B410 - For individualisation, additional HEWI pictogram sheets are available as blank versions for lettering 33.1772E or with motifs 33.1772A, 33.1772B or 33.1772D Article no.: HEWI 800.03B400 | https://catalog.hewi.com/en/p/80003B400 | https://catalog.hewi.com/storage/downloads/HEWI_800_03B400_en.pdf
800.03B401 | HEWI Shelf with hooks, 4 places | Toothbrush tumbler rail, 4 slots - Holder made of high-quality matt polyamide in HEWI colour 74 (apple green) or 55 (aqua blue) - Tumbler made of high-quality matt polyamide according to HEWI colour chart - When ordering, please state colours for tumblers - Rack shelf made of robust HPL, surface: white, silky gloss, with slight texture - 150 mm spacing between the slots - Corresponds to the specifications of DGUV Guidelines 82 for children's day care facilities ("Kindertageseinrichtungen") - max. static load 20 kg - retrofittable - Width 630 mm (centre-to-centre 600 mm ), Height 94 mm, Depth 132 mm - To increase the number of slots, use the HEWI add-on kit 800.03B411 - For individualisation, additional HEWI pictogram sheets are available as blank versions for lettering 33.1772E or with motifs 33.1772A, 33.1772B, 33.1772D Article no.: HEWI 800.03B401 | https://catalog.hewi.com/en/p/80003B401 | https://catalog.hewi.com/storage/downloads/HEWI_800_03B401_en.pdf
800.03B402 | HEWI Tumbler rack with triple hooks, 4 places | Toothbrush tumbler rail with triple hooks, 4 slots - Holder made of high-quality polyamide in HEWI colour 74 (apple green) or 55 (aqua blue) - Toothbrush tumbler and triple hook made of high-quality matt polyamide according to HEWI colour chart - The tumblers and triple hook form a colour pair - When ordering, please state colours for tumblers/triple hook - The coloured triple hooks are fitted in the given order, from left to right from the user's view - Rack shelf made of robust HPL, surface: white, silky gloss, with slight texture - 150 mm spacing between the slots - Corresponds to the specifications of DGUV Guidelines 82 for children's day care facilities ("Kindertageseinrichtungen") - max. static load 20 kg - retrofittable - Width 630 mm (centre-to-centre 600 mm ), Height 152 mm, Depth 132 mm - To increase the number of slots, use the HEWI add-on kit 800.03B412 - For individualisation, additional HEWI pictogram sheets are available as blank versions for lettering 33.1772E or with motifs 33.1772A, 33.1772B or 33.1772D Article no.: HEWI 800.03B402 | https://catalog.hewi.com/en/p/80003B402 | https://catalog.hewi.com/storage/downloads/HEWI_800_03B402_en.pdf
800.03B403 | HEWI Shelf with hooks | Shelf with towel hook, 4 slots - Holder made of high-quality matt polyamide in HEWI colour 74 (apple green) or 55 (aqua blue) - Towel hooks made of high-quality matt polyamide according to HEWI colour chart - When ordering, please state colours for towel hooks - The coloured towel hooks are fitted in the given order, from left to right from the user's view - Rack shelf made of robust HPL, surface: white, silky gloss, with slight texture - 150 mm spacing between the slots - Corresponds to the specifications of DGUV Guidelines 82 for children's day care facilities ("Kindertageseinrichtungen") - max. static load 20 kg - retrofittable - Width 630 mm (centre-to-centre 600 mm ), Height 59 mm, Depth 132 mm - To increase the number of slots, use the HEWI add-on kit 800.03B413 Article no.: HEWI 800.03B403 | https://catalog.hewi.com/en/p/80003B403 | https://catalog.hewi.com/storage/downloads/HEWI_800_03B403_en.pdf
800.03B404 | HEWI Shelf with hooks | Shelf with triple hook, 4 slots - Holder made of high-quality matt polyamide in HEWI colour 74 (apple green) or 55 (aqua blue) - Triple hook made of high-quality matt polyamide according to HEWI colour chart - When ordering, please state colours for triple hooks - The coloured triple hooks are fitted in the given order, from left to right from the user's view - Rack shelf made of robust HPL, surface: white, silky gloss, with slight texture - 150 mm spacing between the slots - Corresponds to the specifications of DGUV Guidelines 82 for children's day care facilities ("Kindertageseinrichtungen") - max. static load 20 kg - retrofittable - Width 630 mm (centre-to-centre 600 mm ), Height 89 mm, Depth 132 mm - To increase the number of slots, use the HEWI add-on kit 800.03B414 Article no.: HEWI 800.03B404 | https://catalog.hewi.com/en/p/80003B404 | https://catalog.hewi.com/storage/downloads/HEWI_800_03B404_en.pdf
800.03B410 | HEWI Extension set tumbler rack with hooks, 4 places | Add-on set toothbrush tumbler rail with towel hooks, 4 slots - For retrofitting the tumbler rack with towel hooks to add 4 slots - Holder made of high-quality matt polyamide in HEWI colour 74 (apple green) or 55 (aqua blue) - Tumbler made of high-quality matt polyamide according to HEWI colour chart - The tumblers and towel hooks form a colour pair - When ordering, please state colours for tumblers/towel hooks - The coloured towel hooks are fitted in the given order, from left to right from the user's view - Rack shelf made of robust HPL, surface: white, silky gloss, with slight texture - Corresponds to the specifications of DGUV Guidelines 82 for children's day care facilities ("Kindertageseinrichtungen") - 150 mm spacing between the slots - max. static load 20 kg - retrofittable - Width 608 mm, Height 122 mm, Depth 132 mm - For individualisation, additional HEWI pictogram sheets are available as blank versions for lettering 33.1772E or with motifs 33.1772A, 33.1772B, 33.1772D Article no.: HEWI 800.03B410 | https://catalog.hewi.com/en/p/80003B410 | https://catalog.hewi.com/storage/downloads/HEWI_800_03B410_en.pdf
800.03B411 | HEWI Extension set tumbler rack, 4 places | Add-on set toothbrush tumbler rail, 4 slots - For retrofitting the tumbler rack to add 4 slots - Holder made of high-quality matt polyamide in HEWI colour 74 (apple green) or 55 (aqua blue) - Tumbler made of high-quality matt polyamide according to HEWI colour chart - When ordering, please state colours for tumblers - Rack shelf made of robust HPL, surface: white, silky gloss, with slight texture - 150 mm spacing between the slots - Corresponds to the specifications of DGUV Guidelines 82 for children's day care facilities ("Kindertageseinrichtungen") - max. static load 20 kg - retrofittable - Width 608 mm, Height 94 mm, Depth 132 mm - For individualisation, additional HEWI pictogram sheets are available as blank versions for lettering 33.1772E or with motifs 33.1772A, 33.1772B, 33.1772D Article no.: HEWI 800.03B411 | https://catalog.hewi.com/en/p/80003B411 | https://catalog.hewi.com/storage/downloads/HEWI_800_03B411_en.pdf
800.03B412 | HEWI Extension set tumbler rack with triple hooks, 4 places | Add-on set toothbrush tumbler rail with triple hooks, 4 slots - For retrofitting the tumbler rack with towel hooks to add 4 slots - Holder made of high-quality matt polyamide in HEWI colour 74 (apple green) or 55 (aqua blue) - Toothbrush tumbler and triple hook made of high-quality matt polyamide according to HEWI colour chart - The tumblers and triple hook form a colour pair - When ordering, please state colours for tumblers/triple hook - The coloured triple hooks are fitted in the given order, from left to right from the user's view - Rack shelf made of robust HPL, surface: white, silky gloss, with slight texture - Corresponds to the specifications of DGUV Guidelines 82 for children's day care facilities ("Kindertageseinrichtungen") - 150 mm spacing between the slots - max. static load 20 kg - retrofittable - Width 608 mm, Height 152 mm, Depth 132 mm - For individualisation, additional HEWI pictogram sheets are available as blank versions for lettering 33.1772E or with motifs 33.1772A, 33.1772B, 33.1772D Article no.: HEWI 800.03B412 | https://catalog.hewi.com/en/p/80003B412 | https://catalog.hewi.com/storage/downloads/HEWI_800_03B412_en.pdf
800.03B413 | HEWI Extension set tumbler rack with hooks, 4 places | Add-on set shelf with towel hooks, 4 slots - For retrofitting the tumbler rack with towel hooks to add 4 slots - Holder made of high-quality matt polyamide in HEWI colour 74 (apple green), or 55 (aqua blue) - Towel hooks made of high-quality matt polyamide according to HEWI colour chart - When ordering, please state colours for towel hooks - The coloured towel hooks are fitted in the given order, from left to right from the user's view - Rack shelf made of robust HPL, surface: white, silky gloss, with slight texture - Corresponds to the specifications of DGUV Guidelines 82 for children's day care facilities ("Kindertageseinrichtungen") - 150 mm spacing between the slots - max. static load 20 kg - retrofittable - Width 608 mm, Height 59 mm, Deep 132 mm Article no.: HEWI 800.03B413 | https://catalog.hewi.com/en/p/80003B413 | https://catalog.hewi.com/storage/downloads/HEWI_800_03B413_en.pdf
800.03B414 | HEWI Extension set shelf with hooks, 4 places | Add-on set shelf with triple hooks, 4 slots - For retrofitting the shelf with triple hooks by 4 slots - Holder made of high-quality matt polyamide in HEWI colour 74 (apple green), or 55 (aqua blue) - Triple hook made of high-quality matt polyamide according to HEWI colour chart - When ordering, please state colours for triple hooks - The coloured triple hooks are fitted in the given order, from left to right from the user's view - Rack shelf made of robust HPL, surface: white, silky gloss, with slight texture - Corresponds to the specifications of DGUV Guidelines 82 for children's day care facilities ("Kindertageseinrichtungen") - 150 mm spacing between the slots - max. static load 20 kg - retrofittable - Width 608 mm, Height 89 mm, Depth 132 mm Article no.: HEWI 800.03B414 | https://catalog.hewi.com/en/p/80003B414 | https://catalog.hewi.com/storage/downloads/HEWI_800_03B414_en.pdf
800.04.010 | HEWI Tumbler with flat bottom | System 800 K and Modular washbasins system 950.13.. Tumbler - cylindrical tumbler with flat bottom - made of high-quality polyamide according to HEWI colour chart - suitable for shelves with hole 950.13.00.. and holder 800.00.10090 and the product set 800.04.11041, 815.04.110, 815.04.11090, 162.04.110... - 69 mm diameter, 110 mm high Article no.: HEWI 800.04.010 | https://catalog.hewi.com/en/p/80004010 | https://catalog.hewi.com/storage/downloads/HEWI_800_04_010_en.pdf
800.04.11041 | HEWI Tumbler with holder | System 800 Holder with tumbler - ring-shaped wall-mounted bracket - holder with protective ring made of synthetic material for a secure, defined position and to protect the insert from damage - holder made of metal, high-quality chrome-plated - 81 mm wide, 110 mm high and 92 mm deep - cylindrical tumbler with flat bottom made of high-quality polyamide in HEWI colour 98 (signal white) - for wall mounting, concealed fixing - including non-corrosive HEWI fixing material Article no.: HEWI 800.04.11041 | https://catalog.hewi.com/en/p/8000411041 | https://catalog.hewi.com/storage/downloads/HEWI_800_04_11041_en.pdf
800.04.11045 | HEWI Glass tumbler with holder | System 800 Holder with tumbler - ring-shaped wall-mounted bracket - holder made of metal, high-quality chrome-plated - holder with protective ring made of synthetic material for a secure, defined position and to protect the glass insert from damage - 81 mm wide, 110 mm high and 92 mm deep - cylindrical tumbler with flat bottom made of high-quality, satin-finish crystal glass - for wall mounting, concealed fixing - including non-corrosive HEWI fixing material Article no.: HEWI 800.04.11045 | https://catalog.hewi.com/en/p/8000411045 | https://catalog.hewi.com/storage/downloads/HEWI_800_04_11045_en.pdf
800.04.11060 | HEWI Tumbler with holder | System 800 Holder with tumbler - ring-shaped wall-mounted bracket - Holder with protective ring made of plastic for a safe, defined position and to protect against damage to the insert - holder made of metal, powder-coated in HEWI colour CV (deep matt black) with cylindrical tumbler with flat base made of matt black polyamide or in HEWI colour AS (deep matt white) with cylindrical tumbler with flat base made of matt white polyamide -- 81 mm wide, 110 mm high and 92 mm deep. - for wall mounting, Concealed fixing - includes corrosion-free HEWI mounting materials Article no.: HEWI 800.04.11060 | https://catalog.hewi.com/en/p/8000411060 | https://catalog.hewi.com/storage/downloads/HEWI_800_04_11060_en.pdf
800.04.11065 | HEWI Glass tumbler with holder | System 800 Holder with tumbler - ring-shaped wall-mounted bracket - Holder with protective ring made of plastic for a safe, defined position and to protect the glass insert from damage - holder made of metal, powder-coated in HEWI colour DC (deep matt black) and DX (deep matt white) with cylindrical cup made of high-quality aluminium., satin-finish crystal glass -- 81 mm wide, 110 mm high and 92 mm deep. - for wall mounting, Concealed fixing - includes corrosion-free HEWI mounting materials Article no.: HEWI 800.04.11065 | https://catalog.hewi.com/en/p/8000411065 | https://catalog.hewi.com/storage/downloads/HEWI_800_04_11065_en.pdf
800.04.E01 | HEWI Glass tumbler | Glass tumbler - round tumbler with flat bottom - made of high-quality, satin-finish crystal glass - spare part for tumbler with holder 800.04.11045, 162.04.1105XA, 162.04.110540, 815.04.11005, 815.04.11045, 815.04.11065, 815.04.11095, 900.04.00040, 900.04.00060 and 900.04.000XA Article no.: HEWI 800.04.E01 | https://catalog.hewi.com/en/p/80004E01 | https://catalog.hewi.com/storage/downloads/HEWI_800_04_E01_en.pdf
800.04B010 | HEWI Tumbler with flat bottom | System 900 and Modular washbasins system 950.13.. Tumbler - cylindrical tumbler with flat bottom - suitable for shelves with hole 950.13.00.. and holder 162.04.11060 - made of high-quality matt polyamide in the HEWI colours 99 (pure white), 98 (signal white), 97 (light grey), 95 (stone grey), 92 (anthracite grey) and 90 (jet black) - 69 mm diameter, 109 mm high Article no.: HEWI 800.04B010 | https://catalog.hewi.com/en/p/80004B010 | https://catalog.hewi.com/storage/downloads/HEWI_800_04B010_en.pdf
800.06.010 | HEWI Soap or disinfectant dispenser with holder | System 800 K and Modular washbasins system 950.13.. Soap or disinfectant dispenser - made of high-quality polyamide according to HEWI colour chart - with pump made of metal, high-quality chrome-plated - suitable for shelves with hole 950.13.00.. and holder 800.00.10090 and the product set 800.06.11041, 815.06.110, 815.06.11090, 162.06.110... - upper diameter 69 mm, 170 mm high incl. pump - capacity approx. 200 ml Article no.: HEWI 800.06.010 | https://catalog.hewi.com/en/p/80006010 | https://catalog.hewi.com/storage/downloads/HEWI_800_06_010_en.pdf
800.06.10091 | HEWI Soap dispenser | System 800 K Soap dispenser - cylindrical container in ring-shaped, wall-mounted bracket - used to hold standard liquid soap - allows one-hand operation - soap dosage control by means of a large push-button at the front - container can be removed - not suitable for disinfectant! - anti-theft protection through concealed screw fixing - lockable container lid - wall-mounted base to conceal drill holes must be ordered separately (477.06.E04 98) - 76 mm wide, 214 mm high, 119 mm deep, diameter of container 76 mm, capacity 500 ml - wall-mounted base and holder made of high-quality polyamide in the HEWI colour 98 (signal white) - push-button made of high-quality polyamide according to HEWI colour chart - container and lid made of matt white transparent synthetic material Article no.: HEWI 800.06.10091 | https://catalog.hewi.com/en/p/8000610091 | https://catalog.hewi.com/storage/downloads/HEWI_800_06_10091_en.pdf
800.06.10099 | HEWI Soap dispenser | System 800 K Soap dispenser - cylindrical container in ring-shaped, wall-mounted bracket - used to hold standard liquid soap - allows one-hand operation - soap dosage control by means of a large push-button at the front - container can be removed - not suitable for disinfectant! - anti-theft protection through concealed screw fixing - lockable container lid - wall-mounted base to conceal drill holes must be ordered separately (477.06.E04 99) - 76 mm wide, 214 mm high, 119 mm deep, diameter of container 76 mm, capacity 500 ml - wall mounting base and holder made of high-quality polyamide in the HEWI colour 99 (Pure white) - push-button made of high-quality polyamide according to HEWI colour chart - container and lid made of matt white transparent synthetic material Article no.: HEWI 800.06.10099 | https://catalog.hewi.com/en/p/8000610099 | https://catalog.hewi.com/storage/downloads/HEWI_800_06_10099_en.pdf
800.06.11041 | HEWI Soap or disinfectant dispenser with holder | System 800 Holder with soap or disinfectant dispenser - ring-shaped wall-mounted bracket - holder made of metal, high-quality chrome-plated - holder with protective ring made of synthetic material for a secure, defined position and to protect the insert from damage - 81 mm wide, 170 mm high and 92 mm deep - soap dispenser made of high-quality polyamide in HEWI colour 98 (signal white) with a pump made of metal, high-quality chrome-plated - serves to hold commercially available liquid soap, disinfectants and gels - capacity approx. 200 ml - for wall mounting, concealed fixing - including non-corrosive HEWI fixing material Article no.: HEWI 800.06.11041 | https://catalog.hewi.com/en/p/8000611041 | https://catalog.hewi.com/storage/downloads/HEWI_800_06_11041_en.pdf
800.06.11045 | HEWI Soap or disinfectant dispenser with holder | System 800 Soap or disinfectant dispenser with holder - ring-shaped wall-mounted bracket - holder made of metal, high-quality chrome-plated - holder with protective ring made of synthetic material for a secure, defined position and to protect the glass insert from damage - 81 mm wide, 170 mm high and 92 mm deep - soap dispenser made of high-quality, satin-finish crystal glass - serves to hold commercially available liquid soap, disinfectants and gels - with pump made of metal, high-quality chrome-plated - capacity approx. 200 ml - for wall mounting, concealed fixing - including non-corrosive HEWI fixing material Article no.: HEWI 800.06.11045 | https://catalog.hewi.com/en/p/8000611045 | https://catalog.hewi.com/storage/downloads/HEWI_800_06_11045_en.pdf
800.06.11060 | HEWI Soap or disinfectant dispenser with holder | Holder with soap or disinfectant dispenser System 800 - ring-shaped wall-mounted bracket - Holder with protective ring made of plastic for a safe, defined position and to protect against damage to the insert - holder and pump head made of metal, powder-coated in HEWI colour CV (deep matt black) with soap dispenser made of matt black polyamide or powder-coated in HEWI colour AS (deep matt white) with soap dispenser made of matt white polyamide - Used to hold standard liquid soap, Disinfectants and gels - capacity approx. 200 ml -- 81 mm wide, 170 mm high and 92 mm deep. - for wall mounting, Concealed fixing - includes corrosion-free HEWI mounting materials Article no.: HEWI 800.06.11060 | https://catalog.hewi.com/en/p/8000611060 | https://catalog.hewi.com/storage/downloads/HEWI_800_06_11060_en.pdf
800.06.11065 | HEWI Soap or disinfectant dispenser with holder | Holder with soap or disinfectant dispenser System 800 - ring-shaped wall-mounted bracket - Holder with protective ring made of plastic for a safe, defined position and to protect against damage to the insert - holder and pump head made of metal, powder-coated in the HEWI colour DC (deep matt black) and DX (deep matt white) with soap dispenser made of high-quality, satin-finish crystal glass - Used to hold standard liquid soap, Disinfectants and gels - capacity approx. 200 ml -- 81 mm wide, 168 mm high and 92 mm deep. - for wall mounting, Concealed fixing - includes corrosion-free HEWI mounting materials Article no.: HEWI 800.06.11065 | https://catalog.hewi.com/en/p/8000611065 | https://catalog.hewi.com/storage/downloads/HEWI_800_06_11065_en.pdf
800.06.75090 | HEWI Hygiene bag dispenser | System 800 K Hygiene bag dispenser - cube-shaped body with soft radii - holds and dispenses proprietary hygiene bags made of synthetic material - for wall mounting - 143 mm wide, 103 mm high and 27 mm deep - body and ring insert made of high-quality polyamide in HEWI colours 98 (signal white) or 99 (pure white) - including non-corrosive HEWI fixing material Article no.: HEWI 800.06.75090 | https://catalog.hewi.com/en/p/8000675090 | https://catalog.hewi.com/storage/downloads/HEWI_800_06_75090_en.pdf
800.06.75091 | HEWI Hygiene bag dispenser | System 800 K Hygiene bag dispenser - cube-shaped body with soft radii - linear and functional in a clear and harmonious design - holds and dispenses proprietary hygiene bags made of synthetic material - for wall mounting - 143 mm wide, 103 mm high and 27 mm deep - body made of high-quality polyamide in HEWI colour 98 (signal white) - ring insert made of high-quality polyamide according to HEWI colour chart - including non-corrosive HEWI fixing material Article no.: HEWI 800.06.75091 | https://catalog.hewi.com/en/p/8000675091 | https://catalog.hewi.com/storage/downloads/HEWI_800_06_75091_en.pdf
800.06.75099 | HEWI Hygiene bag dispenser | System 800 K Hygiene bag dispenser - cube-shaped body with soft radii - holds and dispenses proprietary hygiene bags made of synthetic material - for wall mounting - 143 mm wide, 103 mm high and 27 mm deep - body made of high-quality polyamide in the HEWI colour 99 (pure white) - ring insert made of high-quality polyamide according to HEWI colour chart - including non-corrosive HEWI fixing material Article no.: HEWI 800.06.75099 | https://catalog.hewi.com/en/p/8000675099 | https://catalog.hewi.com/storage/downloads/HEWI_800_06_75099_en.pdf
800.06.E01 | HEWI glass container | Glass container - for soap dispenser with holder 800.06.11045, 162.06.1105... and 162.06.11165 - made of high-quality, satin-finish crystal glass Article no.: HEWI 800.06.E01 | https://catalog.hewi.com/en/p/80006E01 | https://catalog.hewi.com/storage/downloads/HEWI_800_06_E01_en.pdf
800.06.E02 | HEWI Container | Container - for soap dispenser 800.06.010 and product-Sets 800.06.11041, 815.06.110, 815.06.11090, 162.06.110XA, 162.06.11040, 162.06.119XA, 162.06.11940, 900.06.00140, 900.06.00160 and 900.06.001XA - Diameter 69 mm, 113 mm high - made of high-quality polyamide according to HEWI colour chart Article no.: HEWI 800.06.E02 | https://catalog.hewi.com/en/p/80006E02 | https://catalog.hewi.com/storage/downloads/HEWI_800_06_E02_en.pdf
800.06B010 | HEWI Soap dispenser | Modular washbasins system 950.13.. Soap dispenser - made of high-quality matt polyamide in the HEWI colours 99 (pure white), 98 (signal white), 97 (light grey), 95 (stone grey), 92 (anthracite grey) and 90 (jet black) - with pump made of metal, high-quality chrome-plated - suitable for shelves with hole 950.13.00.. - upper diameter 69 mm, 170 mm high incl. pump - capacity approx. 200 ml Article no.: HEWI 800.06B010 | https://catalog.hewi.com/en/p/80006B010 | https://catalog.hewi.com/storage/downloads/HEWI_800_06B010_en.pdf
800.09.10040 | HEWI Towel rail | System 800 Towel rail - double towel rail with parallel rails - lean and functional with a harmonious, timeless design - for hanging up towels and other pieces of clothing - rigid design - for wall mounting, concealed fixing - 477 mm long, 30 mm high and 73 mm wide - holder made of metal, high-quality chrome-plated - including non-corrosive HEWI fixing material Article no.: HEWI 800.09.10040 | https://catalog.hewi.com/en/p/8000910040 | https://catalog.hewi.com/storage/downloads/HEWI_800_09_10040_en.pdf
800.09.10260 | HEWI Towel rail | HEWI System 800 Towel rail - double towel rail with parallel rails - reduced and functional in a harmonious, timeless design language - for hanging up towels and other pieces of clothing - rigid design - holder made of metal, powder-coated in HEWI colour DC (deep matt black) and DX (deep matt white) - 477 mm long, Height 30 mm and width 73 mm - for wall mounting, Concealed fixing - includes corrosion-free HEWI mounting materials Article no.: HEWI 800.09.10260 | https://catalog.hewi.com/en/p/8000910260 | https://catalog.hewi.com/storage/downloads/HEWI_800_09_10260_en.pdf
800.20.01090 | HEWI Toilet brush | System 800 K Toilet brush - high brush handle with ergonomic handle grip and black brush head made of polyamide - brush head can be replaced due to bayonet fixing - brush head diameter 76 mm - 540 mm high, handle grip 140 mm high - brush handle made of high-quality polyamide in HEWI colours 98 (signal white) or 99 (pure white) - handle grip made of high-quality polyamide, black Article no.: HEWI 800.20.01090 | https://catalog.hewi.com/en/p/8002001090 | https://catalog.hewi.com/storage/downloads/HEWI_800_20_01090_en.pdf
800.20.01091 | HEWI Toilet brush | System 800 K Toilet brush - high brush handle with ergonomic handle grip and black brush head made of polyamide - high brush handle with ergonomic gripping handle for easy use - brush head can be replaced due to bayonet fixing - brush head diameter 76 mm - 540 mm high, handle grip 140 mm high - brush handle made of high-quality polyamide in HEWI colour 98 (signal white) - handle made of high-quality polyamide according to HEWI colour chart Article no.: HEWI 800.20.01091 | https://catalog.hewi.com/en/p/8002001091 | https://catalog.hewi.com/storage/downloads/HEWI_800_20_01091_en.pdf
800.20.01099 | HEWI Toilet brush | System 800 K Toilet brush - high brush handle with ergonomic handle grip and black brush head made of polyamide - high brush handle with ergonomic gripping handle for easy use - brush head can be replaced due to bayonet fixing - brush head diameter 76 mm - 540 mm high, handle grip 140 mm high - brush handle made of high-quality polyamide in the HEWI colour 99 (pure white) - handle made of high-quality polyamide according to HEWI colour chart Article no.: HEWI 800.20.01099 | https://catalog.hewi.com/en/p/8002001099 | https://catalog.hewi.com/storage/downloads/HEWI_800_20_01099_en.pdf
800.20.10041 | HEWI Toilet brush unit | System 800 Toilet brush unit - consisting of toilet brush, brush container and ring-shaped, wall-mounted bracket - lean and functional with a harmonious, timeless design - with protective ring made of flexible PE for a secure, defined position and against damage to the brush container - brush head can be replaced due to bayonet fixing - for wall mounting, concealed fixing - 105 mm wide, 420 mm high and 120 mm deep - holder made of metal, high-quality chrome-plated - cylindrical brush container made of high-quality polyamide, in HEWI colour 98 (signal white) - brush with chrome-plated handle and replaceable brush head - including non-corrosive HEWI fixing material Article no.: HEWI 800.20.10041 | https://catalog.hewi.com/en/p/8002010041 | https://catalog.hewi.com/storage/downloads/HEWI_800_20_10041_en.pdf
800.20.10045 | HEWI Toilet brush unit | System 800 Toilet brush unit - consisting of toilet brush, glass brush container and ring-shaped, wall-mounted bracket - lean and functional with a harmonious, timeless design - with protective ring made of synthetic material for a secure, defined position and against damage to the glass brush container - brush head can be replaced due to bayonet fixing - for wall mounting, concealed fixing - 105 mm wide, 420 mm high and 120 mm deep - holder made of metal, high-quality chrome-plated - cylindrical glass brush container made of high-quality satin-finish crystal glass - brush with chrome-plated handle and replaceable brush head - including non-corrosive HEWI fixing material Article no.: HEWI 800.20.10045 | https://catalog.hewi.com/en/p/8002010045 | https://catalog.hewi.com/storage/downloads/HEWI_800_20_10045_en.pdf
800.20.10260 | HEWI Toilet brush unit | System 800 Toilet brush unit - consisting of a toilet brush, brush container and ring-shaped, wall-mounted bracket - reduced and functional in a harmonious, timeless design language - with protective ring made of plastic for a safe, defined position and to protect against damage to the brush holder - brush head can be replaced due to bayonet fixing - Metal holder and brush handle, powder-coated in HEWI colour CV (deep matt black) with brush container made of matt black polyamide or powder-coated in HEWI colour AS (deep matt white) with brush container made of matt white polyamide - width 105 mm, 420 mm high, 120 mm deep - for wall mounting, Concealed fixing - includes corrosion-free HEWI mounting materials Article no.: HEWI 800.20.10260 | https://catalog.hewi.com/en/p/8002010260 | https://catalog.hewi.com/storage/downloads/HEWI_800_20_10260_en.pdf
800.20.10265 | HEWI Toilet brush unit | System 800 Toilet brush unit - consisting of a toilet brush, glass brush container and ring-shaped, wall-mounted bracket - reduced and functional in a harmonious, timeless design language - with protective ring made of plastic for a safe, defined position and to protect against damage to the glass brush holder - brush head can be replaced due to bayonet fixing - Metal holder and brush handle, powder-coated in the HEWI colour DC (deep matt black) and DX (deep matt white) with cylindrical brush glass made of high quality, satin-finish crystal glass - width 105 mm, 420 mm high, 120 mm deep - for wall mounting, Concealed fixing - includes corrosion-free HEWI mounting materials Article no.: HEWI 800.20.10265 | https://catalog.hewi.com/en/p/8002010265 | https://catalog.hewi.com/storage/downloads/HEWI_800_20_10265_en.pdf
800.20.20041 | HEWI Toilet brush unit | System 800 Toilet brush unit - consisting of toilet brush, brush container and ring-shaped, wall-mounted bracket - lean and functional with a harmonious, timeless design - with protective ring made of flexible PE for a secure, defined position and against damage to the brush container - long handle and ergonomic handle grip for easy use - for wall mounting, concealed fixing - 105 mm wide, 543 mm high and 120 mm deep - holder made of metal, high-quality chrome-plated - cylindrical brush container made of high-quality polyamide, in HEWI colour 98 (signal white) - brush with extra long handle, ergonomic handle grip and replaceable brush head - including non-corrosive HEWI fixing material Article no.: HEWI 800.20.20041 | https://catalog.hewi.com/en/p/8002020041 | https://catalog.hewi.com/storage/downloads/HEWI_800_20_20041_en.pdf
800.20.20090 | HEWI Toilet brush unit | System 800 K Toilet brush unit - consisting of toilet brush, brush container and ring-shaped, wall-mounted bracket - long brush handle with ergonomic gripping handle for easy use - brush head can be replaced due to bayonet fixing - for wall mounting, concealed fixing - 105 mm wide, 543 mm high and 120 mm deep - holder and cylindrical brush container made and brush handle of high-quality polyamide in the HEWI colours 98 (signal white) or 99 (pure white) - handle grip made of high-quality polyamide, black - including non-corrosive HEWI fixing material Article no.: HEWI 800.20.20090 | https://catalog.hewi.com/en/p/8002020090 | https://catalog.hewi.com/storage/downloads/HEWI_800_20_20090_en.pdf
800.20.20091 | HEWI Toilet brush unit | System 800 K Toilet brush unit - consisting of toilet brush, brush container and ring-shaped, wall-mounted bracket - long brush handle with ergonomic gripping handle for easy use - brush head can be replaced due to bayonet fixing - for wall mounting, concealed fixing - 105 mm wide, 543 mm high and 120 mm deep - bracket and brush handle made of high-quality polyamide in the HEWI colour 98 (signal white) - cylindrical brush container and handle grip made of high-quality polyamide according to HEWI colour chart - including non-corrosive HEWI fixing material Article no.: HEWI 800.20.20091 | https://catalog.hewi.com/en/p/8002020091 | https://catalog.hewi.com/storage/downloads/HEWI_800_20_20091_en.pdf
800.20.20099 | HEWI Toilet brush unit | System 800 K Toilet brush unit - consisting of toilet brush, brush container and ring-shaped, wall-mounted bracket - long brush handle with ergonomic gripping handle for easy use - brush head can be replaced due to bayonet fixing - for wall mounting, concealed fixing - 105 mm wide, 543 mm high and 120 mm deep - bracket and brush handle made of high-quality polyamide in the HEWI colour 99 (pure white) - cylindrical brush container and handle grip made of high-quality polyamide according to HEWI colour chart - including non-corrosive HEWI fixing material Article no.: HEWI 800.20.20099 | https://catalog.hewi.com/en/p/8002020099 | https://catalog.hewi.com/storage/downloads/HEWI_800_20_20099_en.pdf
800.20.20260 | HEWI Toilet brush unit | System 800 Toilet brush unit - consisting of a toilet brush, brush container and ring-shaped, wall-mounted bracket - reduced and functional in a harmonious, timeless design language - with protective ring made of plastic for a safe, defined position and to protect against damage to the brush holder - long brush handle with ergonomic gripping handle for easy use - holder made of metal, powder-coated in HEWI colour CV (deep matt black) with brush container and brush handle made of matt black polyamide or powder-coated in HEWI colour AS (deep matt white) with brush container and brush handle made of matt white polyamide - width 105 mm, 543 mm high, 120 mm deep - for wall mounting, Concealed fixing - includes corrosion-free HEWI mounting materials Article no.: HEWI 800.20.20260 | https://catalog.hewi.com/en/p/8002020260 | https://catalog.hewi.com/storage/downloads/HEWI_800_20_20260_en.pdf
800.20.E01 | HEWI Glass for toilet brush | Glass toilet brush holder - for toilet brush unit 800.20.10045 - made of satin-finish crystal glass Article no.: HEWI 800.20.E01 | https://catalog.hewi.com/en/p/80020E01 | https://catalog.hewi.com/storage/downloads/HEWI_800_20_E01_en.pdf
800.20.E02 | HEWI Toilet brush container | Toilet brush holder - toilet brush holder for toilet brush units 800.20.10041, 800.20.20041, 800.20.2009..., 815.20.100 and 815.20.10090 - made of high-quality polyamide according to HEWI colour chart Article no.: HEWI 800.20.E02 | https://catalog.hewi.com/en/p/80020E02 | https://catalog.hewi.com/storage/downloads/HEWI_800_20_E02_en.pdf
800.21.10040 | HEWI Toilet roll holder | System 800 Toilet roll holder - U-shaped toilet roll holder open on the right - lean and functional with a harmonious, timeless design - for holding one toilet roll - rigid design - for wall mounting, concealed fixing - 140 mm wide, 20 mm high and 90 mm deep - made of metal, high-quality chrome-plated - including non-corrosive HEWI fixing material Article no.: HEWI 800.21.10040 | https://catalog.hewi.com/en/p/8002110040 | https://catalog.hewi.com/storage/downloads/HEWI_800_21_10040_en.pdf
800.21.10260 | HEWI Toilet roll holder | System 800 Toilet roll holder - U-shaped, WC paper holder open to the right - reduced and functional in a harmonious, timeless design language - for holding one toilet roll - rigid design - made of metal, powder-coated in HEWI colour DC (deep matt black) and DX (deep matt white) - width 140 mm, 20 mm high, 90 mm deep - for wall mounting, Concealed fixing - includes corrosion-free HEWI mounting materials Article no.: HEWI 800.21.10260 | https://catalog.hewi.com/en/p/8002110260 | https://catalog.hewi.com/storage/downloads/HEWI_800_21_10260_en.pdf
800.21.11040 | HEWI Toilet roll holder | System 800 Toilet roll holder - U-shaped toilet roll holder open on the right - lean and functional with a harmonious, timeless design - for holding one toilet roll - hinged - for wall mounting, concealed fixing - 140 mm wide, 90 mm high and 20 mm deep - made of metal, high-quality chrome-plated - including non-corrosive HEWI fixing material Article no.: HEWI 800.21.11040 | https://catalog.hewi.com/en/p/8002111040 | https://catalog.hewi.com/storage/downloads/HEWI_800_21_11040_en.pdf
800.21.11090 | HEWI Toilet roll holder | System 800 K Toilet roll holder - U-shaped toilet roll holder open on the right - for holding one toilet roll - hinged - for wall mounting, concealed fixing - 140 mm wide, 90 mm high and 27 mm deep - made of high-quality polyamide in HEWI colours 98 (signal white) or 99 (pure white) - including non-corrosive HEWI fixing material. Article no.: HEWI 800.21.11090 | https://catalog.hewi.com/en/p/8002111090 | https://catalog.hewi.com/storage/downloads/HEWI_800_21_11090_en.pdf
800.21.11260 | HEWI Toilet roll holder | System 800 Toilet roll holder - U-shaped, WC paper holder open to the right - reduced and functional in a harmonious, timeless design language -for holding one toilet roll - made of metal, powder-coated in HEWI colour DC (deep matt black) and DX (deep matt white) - width 140 mm, 90 mm high, 20 mm deep - for wall mounting, Concealed fixing - includes corrosion-free HEWI mounting materials Article no.: HEWI 800.21.11260 | https://catalog.hewi.com/en/p/8002111260 | https://catalog.hewi.com/storage/downloads/HEWI_800_21_11260_en.pdf
800.21.30040 | HEWI Spare roll holder | System 800 Spare roll holder - lean and functional with a harmonious, timeless design - for holding one toilet roll - for wall mounting, concealed fixing - 20 mm diameter, 122 mm deep - made of metal, high-quality chrome-plated - including non-corrosive HEWI fixing material Article no.: HEWI 800.21.30040 | https://catalog.hewi.com/en/p/8002130040 | https://catalog.hewi.com/storage/downloads/HEWI_800_21_30040_en.pdf
800.21.30260 | HEWI Spare roll holder | System 800 Spare roll holder - reduced and functional in a harmonious, timeless design language -for holding one toilet roll - made of metal, powder-coated in HEWI colour DC (deep matt black) and DX (deep matt white) - 20 mm in diameter, depth 122 mm - for wall mounting, Concealed fixing - includes corrosion-free HEWI mounting materials Article no.: HEWI 800.21.30260 | https://catalog.hewi.com/en/p/8002130260 | https://catalog.hewi.com/storage/downloads/HEWI_800_21_30260_en.pdf
800.30.11040 | HEWI Bath towel rail | System 800 Bath towel rail - lean and functional with a harmonious, timeless design - for wall mounting - centre-to-centre 600 mm, 62 mm deep - made of metal, high-quality chrome-plated - including non-corrosive HEWI fixing material Article no.: HEWI 800.30.11040 | https://catalog.hewi.com/en/p/8003011040 | https://catalog.hewi.com/storage/downloads/HEWI_800_30_11040_en.pdf
800.30.11260 | HEWI Bath towel rail | System 800 Bath towel rail - reduced and functional in a harmonious, timeless design language - made of metal, powder-coated in HEWI colour DC (deep matt black) and DX (deep matt white) - Centre-to-centre 600 mm, 62 mm depth - for wall mounting, Concealed fixing - includes corrosion-free HEWI mounting materials Article no.: HEWI 800.30.11260 | https://catalog.hewi.com/en/p/8003011260 | https://catalog.hewi.com/storage/downloads/HEWI_800_30_11260_en.pdf
800.30.12040 | HEWI Bath towel rail | System 800 Bath towel rail - lean and functional with a harmonious, timeless design - for wall mounting - centre-to-centre 900 mm, 62 mm deep - made of metal, high-quality chrome-plated - including non-corrosive HEWI fixing material Article no.: HEWI 800.30.12040 | https://catalog.hewi.com/en/p/8003012040 | https://catalog.hewi.com/storage/downloads/HEWI_800_30_12040_en.pdf
800.30.12260 | HEWI Bath towel rail | System 800 Bath towel rail - reduced and functional in a harmonious, timeless design language - made of metal, powder-coated in HEWI colour DC (deep matt black) and DX (deep matt white) - Centre-to-centre 900 mm, 62 mm depth - for wall mounting, Concealed fixing - includes corrosion-free HEWI mounting materials Article no.: HEWI 800.30.12260 | https://catalog.hewi.com/en/p/8003012260 | https://catalog.hewi.com/storage/downloads/HEWI_800_30_12260_en.pdf
800.36.10040 | HEWI Support rail | System 800 Support rail - support rail made of ergonomically rounded square profile - without fixing roses - for holding on to and providing support - centre-to-centre 300 mm, 62 mm deep - made of metal, high-quality chrome-plated - for wall mounting, including wall-specific HEWI fixing material Article no.: HEWI 800.36.10040 | https://catalog.hewi.com/en/p/8003610040 | https://catalog.hewi.com/storage/downloads/HEWI_800_36_10040_en.pdf
800.36.10260 | HEWI Support rail | System 800 Support rail - support rail made of ergonomically rounded square profile - For holding on to and for support - made of metal, powder-coated in HEWI colour DC (deep matt black) and DX (deep matt white) - Centre-to-centre 300 mm, 62 mm depth - for wall mounting, Concealed fixing - includes corrosion-free HEWI mounting materials Article no.: HEWI 800.36.10260 | https://catalog.hewi.com/en/p/8003610260 | https://catalog.hewi.com/storage/downloads/HEWI_800_36_10260_en.pdf
800.36.11040 | HEWI Support rail | System 800 Support rail - support rail made of ergonomically rounded square profile - without fixing roses - for holding on to and providing support - centre-to-centre 600 mm, 62 mm deep - made of metal, high-quality chrome-plated - for wall mounting, including wall-specific HEWI fixing material Article no.: HEWI 800.36.11040 | https://catalog.hewi.com/en/p/8003611040 | https://catalog.hewi.com/storage/downloads/HEWI_800_36_11040_en.pdf
800.36.11260 | HEWI Support rail | System 800 Support rail - support rail made of ergonomically rounded square profile - For holding on to and for support - made of metal, powder-coated in HEWI colour DC (deep matt black) and DX (deep matt white) - Centre-to-centre 600 mm, 62 mm depth - for wall mounting, Concealed fixing - includes corrosion-free HEWI mounting materials Article no.: HEWI 800.36.11260 | https://catalog.hewi.com/en/p/8003611260 | https://catalog.hewi.com/storage/downloads/HEWI_800_36_11260_en.pdf
800.51.30041 | HEWI Stool | System 800 Stool - used as a seat in the bathroom - not suitable for use in the shower - seat made of white MDF - metal frame, high-quality chrome-plated - maximum weight capacity 150 kg - 400 mm wide, 460 mm high and 400 mm deep Article no.: HEWI 800.51.30041 | https://catalog.hewi.com/en/p/8005130041 | https://catalog.hewi.com/storage/downloads/HEWI_800_51_30041_en.pdf
800.90.01040 | HEWI Hook | System 800 Hook - single hook - for hanging up clothing and utensils - for wall mounting, concealed fixing - 50 mm deep - made of metal, high-quality chrome-plated - including non-corrosive HEWI fixing material Article no.: HEWI 800.90.01040 | https://catalog.hewi.com/en/p/8009001040 | https://catalog.hewi.com/storage/downloads/HEWI_800_90_01040_en.pdf
800.90.01090 | HEWI Hook | System 800 K Hook - single hook - for hanging up towels and other pieces of clothing and other utensils - for wall mounting, concealed fixing - 50 mm deep - made of high-quality polyamide according to HEWI colour chart - including non-corrosive HEWI fixing material Article no.: HEWI 800.90.01090 | https://catalog.hewi.com/en/p/8009001090 | https://catalog.hewi.com/storage/downloads/HEWI_800_90_01090_en.pdf
800.90.01260 | HEWI Hook | System 800 Hook - single hook - For hanging clothes and other utensils - made of metal, powder-coated in HEWI colour DC (deep matt black) and DX (deep matt white) - Depth 50 mm - for wall mounting, Concealed fixing - includes corrosion-free HEWI mounting materials Article no.: HEWI 800.90.01260 | https://catalog.hewi.com/en/p/8009001260 | https://catalog.hewi.com/storage/downloads/HEWI_800_90_01260_en.pdf
800.90.02040 | HEWI Hook | System 800 Hook - single hook - for hanging up clothing and utensils - for wall mounting, concealed fixing - 80 mm deep - made of metal, high-quality chrome-plated - including non-corrosive HEWI fixing material Article no.: HEWI 800.90.02040 | https://catalog.hewi.com/en/p/8009002040 | https://catalog.hewi.com/storage/downloads/HEWI_800_90_02040_en.pdf
800.90.02090 | HEWI Hook | System 800 K Hook - single hook - for hanging up towels and other pieces of clothing and other utensils - for wall mounting, concealed fixing - 80 mm deep - made of high-quality polyamide according to HEWI colour chart - including non-corrosive HEWI fixing material Article no.: HEWI 800.90.02090 | https://catalog.hewi.com/en/p/8009002090 | https://catalog.hewi.com/storage/downloads/HEWI_800_90_02090_en.pdf
800.90.02260 | HEWI Hook | System 800 Hook - single hook - For hanging clothes and other utensils - made of metal, powder-coated in HEWI colour DC (deep matt black) and DX (deep matt white) - Depth 80 mm - for wall mounting, Concealed fixing - includes corrosion-free HEWI mounting materials Article no.: HEWI 800.90.02260 | https://catalog.hewi.com/en/p/8009002260 | https://catalog.hewi.com/storage/downloads/HEWI_800_90_02260_en.pdf
800.90.03091 | HEWI Hook | System 800 K Single hook - right-angled bend, cylindrical hook with fixing rose - for hanging up towels and other pieces of clothing and other utensils - anti-theft protection through concealed screw fixing - 46 mm deep, rose diameter 50 mm - made of high-quality polyamide - rose cap in HEWI colour 98 (signal white) - hook according to HEWI colour chart Article no.: HEWI 800.90.03091 | https://catalog.hewi.com/en/p/8009003091 | https://catalog.hewi.com/storage/downloads/HEWI_800_90_03091_en.pdf
800.90.03099 | HEWI Hook | System 800 K Single hook - right-angled bend, cylindrical hook with fixing rose - for hanging up towels and other pieces of clothing and other utensils - anti-theft protection through concealed screw fixing - 46 mm deep, rose diameter 50 mm - made of high-quality polyamide - rose cap in the HEWI colour 99 (pure white) - hook according to HEWI colour chart Article no.: HEWI 800.90.03099 | https://catalog.hewi.com/en/p/8009003099 | https://catalog.hewi.com/storage/downloads/HEWI_800_90_03099_en.pdf
800.90.04091 | HEWI Double hook | System 800 K Double hook - double hook with fixing rose - for hanging up towels and other pieces of clothing and other utensils - diameter rose 50 mm - 44 mm deep - made of high-quality polyamide - rose cap in HEWI colour 98 (signal white) - hook according to HEWI colour chart Article no.: HEWI 800.90.04091 | https://catalog.hewi.com/en/p/8009004091 | https://catalog.hewi.com/storage/downloads/HEWI_800_90_04091_en.pdf
800.90.04099 | HEWI Double hook | System 800 K Double hook - double hook with fixing rose - for hanging up towels and other pieces of clothing and other utensils - diameter rose 50 mm - 44 mm deep - made of high-quality polyamide - rose cap in the HEWI colour 99 (pure white) - hook according to HEWI colour chart Article no.: HEWI 800.90.04099 | https://catalog.hewi.com/en/p/8009004099 | https://catalog.hewi.com/storage/downloads/HEWI_800_90_04099_en.pdf
800.90.05091 | HEWI Triple hook | Triple hook System 800 K - rotatable hook for screwing on from underneath - for hanging up towels and other pieces of clothing and other utensils - rose diameter 50 mm, 70 mm high - anti-theft protection through concealed screw fixing - made of high-quality polyamide - rose cap in HEWI colour 98 (signal white) - hook in selected colours Article no.: HEWI 800.90.05091 | https://catalog.hewi.com/en/p/8009005091 | https://catalog.hewi.com/storage/downloads/HEWI_800_90_05091_en.pdf
800.90.05099 | HEWI Triple hook | Triple hook System 800 K - rotatable hook for screwing on from underneath - for hanging up towels and other pieces of clothing and other utensils - rose diameter 50 mm, 70 mm high - anti-theft protection through concealed screw fixing - made of high-quality polyamide - rose cap in HEWI colour 99 (pure white) - hook in selected colours Article no.: HEWI 800.90.05099 | https://catalog.hewi.com/en/p/8009005099 | https://catalog.hewi.com/storage/downloads/HEWI_800_90_05099_en.pdf
800.90.06040 | HEWI Double hook | System 800 Double hook - for hanging up clothing and utensils - for wall mounting, concealed fixing - 50 mm deep, 53 mm wide - made of metal, high-quality chrome-plated - including non-corrosive HEWI fixing material Article no.: HEWI 800.90.06040 | https://catalog.hewi.com/en/p/8009006040 | https://catalog.hewi.com/storage/downloads/HEWI_800_90_06040_en.pdf
800.90.06260 | HEWI Double hook | System 800 Double hook - For hanging clothes and other utensils - made of metal, powder-coated in HEWI colour DC (deep matt black) and DX (deep matt white) - Depth 50 mm, width 53 mm - for wall mounting, Concealed fixing - includes corrosion-free HEWI mounting materials Article no.: HEWI 800.90.06260 | https://catalog.hewi.com/en/p/8009006260 | https://catalog.hewi.com/storage/downloads/HEWI_800_90_06260_en.pdf
801.00.100 | HEWI Holder | Range 801 Holder - ring-shaped wall-mounted bracket - serves as holder for tumbler with flat bottom (801.04.020) - 97 mm wide, 25 mm high and 100 mm deep, insert opening 74 mm in diameter - made of high-quality polyamide according to HEWI colour chart Article no.: HEWI 801.00.100 | https://catalog.hewi.com/en/p/80100100 | https://catalog.hewi.com/storage/downloads/HEWI_801_00_100_en.pdf
801.00B100 | HEWI Holder | Range 801 Holder - ring-shaped wall-mounted bracket - serves as holder for tumbler with flat bottom (801.04.020) - 97 mm wide, 25 mm high and 100 mm deep, insert opening 74 mm in diameter - made of high-quality matt polyamide in HEWI colours 99 (pure white), 98 (signal white), 97 (light grey), 95 (stone grey) and 92 (anthracite grey) Article no.: HEWI 801.00B100 | https://catalog.hewi.com/en/p/80100B100 | https://catalog.hewi.com/storage/downloads/HEWI_801_00B100_en.pdf
801.01.100 | HEWI Adjustable mirror | Range 801 Adjustable mirror - rectangular crystal glass mirror with rounded edges and integrated anti-splinter film - mirror adjustable by max. 28° using cranked cord control and therefore usable in standing or sitting position - for wall mounting - 600 mm wide, 540 mm high and 6 mm thick - mirror is made of plate glass - holding element and crank made of high-quality polyamide according to HEWI colour chart - with cord re-routing suitable for prewall installation Article no.: HEWI 801.01.100 | https://catalog.hewi.com/en/p/80101100 | https://catalog.hewi.com/storage/downloads/HEWI_801_01_100_en.pdf
801.01.300 | HEWI Plate glass mirror | Range 801 Plate glass mirror - rectangular plate glass mirror with polished edges - is held in place on the wall with four flat mirror clips - copper-plated back and protected by double paint coating - 600 mm wide, 1200 mm high and 6 mm thick - inclusive mirror clips 1260 mm high - mirror clips 30 mm wide, 60 mm high and 18 mm deep - mirror made of plate glass, mirror clips made of high-quality polyamide according to HEWI colour chart - fulfils the DIN 18040, ÖNORM B1600/1601 and SIA 500 requirements Article no.: HEWI 801.01.300 | https://catalog.hewi.com/en/p/80101300 | https://catalog.hewi.com/storage/downloads/HEWI_801_01_300_en.pdf
801.01.400 | HEWI LED Adjustable mirror basic | LED tilt-mirror of the series 801, LED basic - rectangular, illuminated laminated glass mirror with sanded edges - integrated shatter protection and integrated LED lights on the side, left and right - the mirror can be tilted to max 28° using a crank and rope, and can therefore be used when standing or sitting - for wall mounting - with rope pulley for pre-wall installation - direct connection 200-240 V - with two high-quality LED aluminium light profiles attached to the back of the mirror - Durable LED in light colour: natural white, 4000 Kelvin, total output approx. 9.6 Watt - LED and ballast are protected, protection class II, rating IP 44 - Mirror 600 mm wide, 540 mm high and 6 mm thick - Mirror made of laminated glass - Holding elements and crank made of high-gloss polyamide acc. to HEWI colour table - This product contains a light source of energy efficiency class G - CE and UKCA marking acc. to EMC 2014/30/EU - Suitable for power grids with mains voltages between 200 and 240 V and mains frequencies of 50 and 60 Hz Article no.: HEWI 801.01.400 | https://catalog.hewi.com/en/p/80101400 | https://catalog.hewi.com/storage/downloads/HEWI_801_01_400_en.pdf
801.01.401 | HEWI LED Adjustable mirror plus | LED tilt-mirror of the series 801, LED plus - rectangular, illuminated laminated glass mirror with sanded edges - integrated shatter protection and integrated LED lights on the side, left and right - the mirror can be tilted to max 28° using a crank and rope, and can therefore be used when standing or sitting - for wall mounting - with rope pulley for pre-wall installation - direct connection 200-240 V - with two high-quality LED aluminium light profiles attached to the back of the mirror - light colour can be set freely from warm white to cold white (approx. 3000 - 6500 Kelvin), total output approx. 9.6 Watt - Light intensity can be dimmed steplessly - Light can be controlled with a battery-free Bluetooth cordless wall switch (maintenance-free) with EnOcean-technology (included in delivery) or with an existing mobile end device (free Casambi App) - Cordless wall switch pre-programmed incl. Direkt Opus 55 Inform frame. The central part can be used on site as part of other switch series with an inner dimension of 55 x 55 mm. - Memory function: last selected light setting is saved for the following use - LED and ballast are protected, protection class II, rating IP 44 - Mirror 600 mm wide, 540 mm high and 6 mm thick - Mirror made of laminated glass - Holding elements and crank made of high-gloss polyamide acc. to HEWI colour table - This product contains a light source of energy efficiency class G - CE and UKCA marking acc. to EMC 2014/30/EU - Suitable for power grids with mains voltages between 200 and 240 V and mains frequencies of 50 and 60 Hz Article no.: HEWI 801.01.401 | https://catalog.hewi.com/en/p/80101401 | https://catalog.hewi.com/storage/downloads/HEWI_801_01_401_en.pdf
801.01.E01 | HEWI LED composite mirror basic | LED compound mirror basic - for LED tilting mirrors basic 801.01.400 and 801.01B400 - rectangular illuminated compound mirror with ground edges - integrated splinter protection and integrated LED lighting on the right and left sides - with two high-quality LED lighting profiles made of aluminium, fixed to the mirror on the back - durable LED in neutral white light colour, approx. 4000 Kelvin, total output approx. 9.6 watts - LED and ballast protected, protection class II, protection rating IP 44 - mirror 600 mm wide, 540 mm high and 6 mm thick - mirror made of laminated glass - This product contains a light source of energy efficiency class G - suitable for mains voltages between 200 and 240 V and mains frequencies of 50 and 60 Hz Article no.: HEWI 801.01.E01 | https://catalog.hewi.com/en/p/80101E01 | https://catalog.hewi.com/storage/downloads/HEWI_801_01_E01_en.pdf
801.01.E02 | HEWI LED composite mirror plus | LED compound mirror plus - for LED tilting mirror plus 801.01.401 and 801.01B401 - rectangular illuminated compound mirror with ground edges - integrated splinter protection and integrated LED lighting on the right and left sides - direct connection 200-240 V - with two high-quality LED light profiles made of aluminium, attached to the rear of the mirror - light colour infinitely variable from warm white to cool white (approx. 3000 - 6500 Kelvin), total output approx. 9.6 Watt - luminous intensity infinitely dimmable - light control with battery-free Bluetooth radio wall switch (maintenance-free) with EnOcean technology (included in the scope of delivery) or with existing mobile terminal possible (free Casambi App) - memory function: last selected light setting is saved for subsequent use - LED and ballast protected, protection class II, protection rating IP 44 - mirror 600 mm wide, 540 mm high and 6 mm thick - mirror made of compound glass - This product contains a light source of energy efficiency class G - suitable for mains voltages between 200 and 240 V and mains frequencies of 50 and 60 Hz Article no.: HEWI 801.01.E02 | https://catalog.hewi.com/en/p/80101E02 | https://catalog.hewi.com/storage/downloads/HEWI_801_01_E02_en.pdf
801.01B100 | HEWI Adjustable mirror | Range 801 Adjustable mirror - rectangular crystal glass mirror with rounded edges and integrated anti-splinter film - mirror adjustable by max. 28° using cranked cord control and therefore usable in standing or sitting position - for wall mounting - 600 mm wide, 540 mm high and 6 mm thick - mirror is made of plate glass - holding elements and crank made of high-quality matt polyamide in HEWI colours 99 (pure white), 98 (signal white), 97 (light grey), 95 (stone grey), 92 (anthracite grey), 90 (jet black), 55 (aqua blue) and 36 (coral) - with cord re-routing suitable for prewall installation Article no.: HEWI 801.01B100 | https://catalog.hewi.com/en/p/80101B100 | https://catalog.hewi.com/storage/downloads/HEWI_801_01B100_en.pdf
801.01B300 | HEWI Plate glass mirror | Range 801 Plate glass mirror - rectangular plate glass mirror with polished edges - is held in place on the wall with four flat mirror clips - copper-plated back and protected by double paint coating - 600 mm wide, 1200 mm high and 6 mm thick - inclusive mirror clips 1260 mm high - mirror clips 30 mm wide, 60 mm high and 18 mm deep - mirror made of plate glass, mirror clips made of high-quality matt polyamide in HEWI colours 99 (pure white), 98 (signal white), 97 (light grey), 95 (stone grey) and 92 (anthracite grey) - fulfils the DIN 18040, ÖNORM B1600/1601 and SIA 500 requirements Article no.: HEWI 801.01B300 | https://catalog.hewi.com/en/p/80101B300 | https://catalog.hewi.com/storage/downloads/HEWI_801_01B300_en.pdf
801.01B400 | HEWI LED Adjustable mirror basic | LED tilt-mirror of the series 801, LED basic - rectangular, illuminated laminated glass mirror with sanded edges - integrated shatter protection and integrated LED lights on the side, left and right - the mirror can be tilted to max 28° using a crank and rope, and can therefore be used when standing or sitting - for wall mounting - with rope pulley for pre-wall installation - direct connection 200-240 V - with two high-quality LED aluminium light profiles attached to the back of the mirror - Durable LED in light colour: natural white, 4000 Kelvin, total output approx. 9.6 Watt - LED and ballast are protected, protection class II, rating IP 44 - Mirror 600 mm wide, 540 mm high and 6 mm thick - Mirror made of laminated glass - Holding elements and crank made of matt polyamide in HEWI colours 99 (pure white), 98 (signal white), 97 (light grey), 95 (stone grey), 92 (anthracite grey), 90 (jet black), 55 (aqua blue) and 36 (coral) - This product contains a light source of energy efficiency class G - CE and UKCA marking acc. to EMC 2014/30/EU - Suitable for power grids with mains voltages between 200 and 240 V and mains frequencies of 50 and 60 Hz Article no.: HEWI 801.01B400 | https://catalog.hewi.com/en/p/80101B400 | https://catalog.hewi.com/storage/downloads/HEWI_801_01B400_en.pdf
801.01B401 | HEWI LED Adjustable mirror plus | LED tilt-mirror of the series 801, LED plus - rectangular, illuminated laminated glass mirror with sanded edges - integrated shatter protection and integrated LED lights on the side, left and right - the mirror can be tilted to max 28° using a crank and rope, and can therefore be used when standing or sitting - for wall mounting - with rope pulley for pre-wall installation - direct connection 200-240 V - with two high-quality LED aluminium light profiles attached to the back of the mirror - light colour can be set freely from warm white to cold white (approx. 3000 - 6500 Kelvin), total output approx. 9.6 Watt - Light intensity can be dimmed steplessly - Light can be controlled with a battery-free Bluetooth cordless wall switch (maintenance-free) with EnOcean-technology (included in delivery) or with an existing mobile end device (free Casambi App) - Cordless wall switch pre-programmed incl. Direkt Opus 55 Inform frame. The central part can be used on site as part of other switch series with an inner dimension of 55 x 55 mm. - Memory function: last selected light setting is saved for the following use - LED and ballast are protected, protection class II, rating IP 44 - Mirror 600 mm wide, 540 mm high and 6 mm thick - Mirror made of laminated glass - Holding elements and crank made of matt polyamide in HEWI colours 99 (pure white), 98 (signal white), 97 (light grey), 95 (stone grey), 92 (anthracite grey) and 90 (jet black) - This product contains a light source of energy efficiency class G - CE and UKCA marking acc. to EMC 2014/30/EU - Suitable for power grids with mains voltages between 200 and 240 V and mains frequencies of 50 and 60 Hz Article no.: HEWI 801.01B401 | https://catalog.hewi.com/en/p/80101B401 | https://catalog.hewi.com/storage/downloads/HEWI_801_01B401_en.pdf
801.01D100 | HEWI active+ Adjustable mirror | Range 801 Adjustable mirror - rectangular crystal glass mirror with rounded edges and integrated anti-splinter film - mirror adjustable by max. 28° using cranked cord control and therefore usable in standing or sitting position - for wall mounting - 600 mm wide, 540 mm high and 6 mm thick - mirror is made of plate glass - holding element and crank made of high-quality polyamide in HEWI colour 98 (signal white), with active antimicrobial microsilver - with cord re-routing suitable for prewall installation Article no.: HEWI 801.01D100 | https://catalog.hewi.com/en/p/80101D100 | https://catalog.hewi.com/storage/downloads/HEWI_801_01D100_en.pdf
801.03.100 | HEWI Shelf | Range 801 Shelf with transparent synthetic material shelf - shelf with surrounding edge and base made of transparent synthetic material - 600 mm wide, 28 mm high and 140 mm deep, plate synthetic material 572 mm wide - frame made of high-quality polyamide and according to HEWI colour chart - shelf made of transparent, matt white synthetic material Article no.: HEWI 801.03.100 | https://catalog.hewi.com/en/p/80103100 | https://catalog.hewi.com/storage/downloads/HEWI_801_03_100_en.pdf
801.03.200 | HEWI Shelf with grab bar | Range 801 Shelf with Support rail - shelf consisting of lateral supports and a shelf made of glass - integrated support rail on low-level - used for support, for standing up independently and for holding accessories - continuous mirror solution possible, maximum mirror width 600 mm - 721 mm wide, 168 mm high, 180 mm deep - made of high-quality polyamide according to HEWI colour chart - including non-corrosive HEWI fixing material Article no.: HEWI 801.03.200 | https://catalog.hewi.com/en/p/80103200 | https://catalog.hewi.com/storage/downloads/HEWI_801_03_200_en.pdf
801.03B100 | HEWI Shelf | Range 801 Shelf with transparent synthetic material shelf - shelf with surrounding edge and base made of transparent synthetic material - 600 mm wide, 28 mm high and 140 mm deep, plate synthetic material 572 mm wide - frame made of high-quality matt polyamide in HEWI colours 99 (pure white), 98 (signal white), 97 (light grey), 95 (stone grey) and 92 (anthracite grey) - shelf made of transparent, matt white synthetic material Article no.: HEWI 801.03B100 | https://catalog.hewi.com/en/p/80103B100 | https://catalog.hewi.com/storage/downloads/HEWI_801_03B100_en.pdf
801.03B200 | HEWI Shelf with grab bar | Range 801 Shelf with Support rail - shelf consisting of lateral supports and a shelf made of glass - integrated support rail on low-level - used for support, for standing up independently and for holding accessories - continuous mirror solution possible, maximum mirror width 600 mm - 721 mm wide, 168 mm high, 180 mm deep - made of high-quality matt polyamide in HEWI colours 99 (pure white), 98 (signal white), 97 (light grey), 95 (stone grey) and 92 (anthracite grey) - including non-corrosive HEWI fixing material Article no.: HEWI 801.03B200 | https://catalog.hewi.com/en/p/80103B200 | https://catalog.hewi.com/storage/downloads/HEWI_801_03B200_en.pdf
801.04.020 | HEWI Tumbler with flat bottom | Range 801 Tumbler with flat bottom - round tumbler with flat bottom - free-standing, suitable as insert for the holder (801.00.100) - 80 mm high and 74 mm diameter - made of high-quality polyamide according to HEWI colour chart Article no.: HEWI 801.04.020 | https://catalog.hewi.com/en/p/80104020 | https://catalog.hewi.com/storage/downloads/HEWI_801_04_020_en.pdf
801.04B020 | HEWI Tumbler with flat bottom | Range 801 Tumbler with flat bottom - round tumbler with flat bottom - free-standing, suitable as insert for the holder (801.00.100) - 80 mm high and 74 mm diameter - made of high-quality matt polyamide in HEWI colours 99 (pure white), 98 (signal white), 97 (light grey), 95 (stone grey) and 92 (anthracite grey) Article no.: HEWI 801.04B020 | https://catalog.hewi.com/en/p/80104B020 | https://catalog.hewi.com/storage/downloads/HEWI_801_04B020_en.pdf
801.20.010 | HEWI Toilet brush | Range 801 Toilet brush - high brush handle with ergonomic handle grip and black brush head made of polyamide - brush head can be replaced due to bayonet fixing - 540 mm high, handle grip 140 mm high - made of high-quality polyamide according to HEWI colour chart Article no.: HEWI 801.20.010 | https://catalog.hewi.com/en/p/80120010 | https://catalog.hewi.com/storage/downloads/HEWI_801_20_010_en.pdf
801.20.020 | HEWI Toilet brush | Range 801 Toilet brush - brush handle with replaceable black brush head made of polyamide - brush head can be replaced due to bayonet fixing - 425 mm long - brush handle made of high-quality polyamide according to HEWI colour chart Article no.: HEWI 801.20.020 | https://catalog.hewi.com/en/p/80120020 | https://catalog.hewi.com/storage/downloads/HEWI_801_20_020_en.pdf
801.20.100 | HEWI Toilet brush unit | Range 801 Toilet brush unit - long brush handle with ergonomic handle grip and black brush head made of polyamide - cone-shaped container with large opening - brush head can be replaced due to bayonet fixing - brush is self-centring when put into container and stands upright automatically - with internal reservoir for disinfectant - container is removable - for wall mounting - 575 mm high, 130 mm wide and 140 mm deep - made of high-quality polyamide according to HEWI colour chart Article no.: HEWI 801.20.100 | https://catalog.hewi.com/en/p/80120100 | https://catalog.hewi.com/storage/downloads/HEWI_801_20_100_en.pdf
801.20.200 | HEWI Toilet brush unit | Range 801 Toilet brush unit - cone-shaped container with large opening - brush is self-centring when put into container and stands upright automatically - brush head can be replaced due to bayonet fixing - with internal reservoir for disinfectant - container is removable - for wall mounting - 458 mm high, 130 mm wide and 140 mm deep - made of high-quality polyamide according to HEWI colour chart Article no.: HEWI 801.20.200 | https://catalog.hewi.com/en/p/80120200 | https://catalog.hewi.com/storage/downloads/HEWI_801_20_200_en.pdf
801.20.E02 | HEWI Toilet brush container | Toilet brush holder - for toilet brush units 801.20.100 and 802.20.100 - made of high-quality polyamide according to HEWI colour chart Article no.: HEWI 801.20.E02 | https://catalog.hewi.com/en/p/80120E02 | https://catalog.hewi.com/storage/downloads/HEWI_801_20_E02_en.pdf
801.20B010 | HEWI Toilet brush | Range 801 Toilet brush - high brush handle with ergonomic handle grip and black brush head made of polyamide - brush head can be replaced due to bayonet fixing - 540 mm high, handle grip 140 mm high - made of high-quality matt polyamide in HEWI colours 99 (pure white), 98 (signal white), 97 (light grey), 95 (stone grey) and 92 (anthracite grey) Article no.: HEWI 801.20B010 | https://catalog.hewi.com/en/p/80120B010 | https://catalog.hewi.com/storage/downloads/HEWI_801_20B010_en.pdf
801.20B020 | HEWI Toilet brush | Range 801 Toilet brush - brush handle with replaceable black brush head made of polyamide - brush head can be replaced due to bayonet fixing - 425 mm long - brush handle made of high-quality matt polyamide in HEWI colours 99 (pure white), 98 (signal white), 97 (light grey), 95 (stone grey) and 92 (anthracite grey) Article no.: HEWI 801.20B020 | https://catalog.hewi.com/en/p/80120B020 | https://catalog.hewi.com/storage/downloads/HEWI_801_20B020_en.pdf
801.20B100 | HEWI Toilet brush unit | Range 801 Toilet brush unit - long brush handle with ergonomic handle grip and black brush head made of polyamide - cone-shaped container with large opening - brush head can be replaced due to bayonet fixing - brush is self-centring when put into container and stands upright automatically - with internal reservoir for disinfectant - container is removable - for wall mounting - 575 mm high, 130 mm wide and 140 mm deep - made of high-quality matt polyamide in HEWI colours 99 (pure white), 98 (signal white), 97 (light grey), 95 (stone grey) and 92 (anthracite grey) Article no.: HEWI 801.20B100 | https://catalog.hewi.com/en/p/80120B100 | https://catalog.hewi.com/storage/downloads/HEWI_801_20B100_en.pdf
801.20B200 | HEWI Toilet brush unit | Range 801 Toilet brush unit - cone-shaped container with large opening - brush is self-centring when put into container and stands upright automatically - brush head can be replaced due to bayonet fixing - with internal reservoir for disinfectant - container is removable - for wall mounting - 458 mm high, 130 mm wide and 140 mm deep - made of high-quality matt polyamide in HEWI colours 99 (pure white), 98 (signal white), 97 (light grey), 95 (stone grey) and 92 (anthracite grey) Article no.: HEWI 801.20B200 | https://catalog.hewi.com/en/p/80120B200 | https://catalog.hewi.com/storage/downloads/HEWI_801_20B200_en.pdf
801.21.201 | HEWI Spare roll holder | Range 801 Spare roll holder - right-angled holder pointing upwards with rose fixing - can hold one spare toilet roll - anti-theft protection through concealed screw fixing - 158 mm high and 92 mm deep, 70 mm rose diameter - made of high-quality polyamide according to HEWI colour chart Article no.: HEWI 801.21.201 | https://catalog.hewi.com/en/p/80121201 | https://catalog.hewi.com/storage/downloads/HEWI_801_21_201_en.pdf
801.21.202 | HEWI Spare roll holder | Range 801 Spare roll holder - right-angled holder pointing upwards with rose fixing - can hold two spare toilet rolls - anti-theft protection through concealed screw fixing - 258 mm high and 92 mm deep, 70 mm rose diameter - made of high-quality polyamide according to HEWI colour chart Article no.: HEWI 801.21.202 | https://catalog.hewi.com/en/p/80121202 | https://catalog.hewi.com/storage/downloads/HEWI_801_21_202_en.pdf
801.21.203 | HEWI Spare roll holder | Range 801 Spare roll holder - right-angled holder pointing upwards with rose fixing - can hold three spare toilet rolls - anti-theft protection through concealed screw fixing - 358 mm high and 92 mm deep, 70 mm rose diameter - made of high-quality polyamide according to HEWI colour chart Article no.: HEWI 801.21.203 | https://catalog.hewi.com/en/p/80121203 | https://catalog.hewi.com/storage/downloads/HEWI_801_21_203_en.pdf
801.21.300 | HEWI Toilet roll holder | Range 801 Toilet roll holder - cylindrical shaped roll holder with rose fixing and roll brake - concealed fixing - 121 mm long, 34 mm diameter push-on cylinder, rose diameter 70 mm - made of high-quality polyamide according to HEWI colour chart Article no.: HEWI 801.21.300 | https://catalog.hewi.com/en/p/80121300 | https://catalog.hewi.com/storage/downloads/HEWI_801_21_300_en.pdf
801.21.401 | HEWI Spare roll holder | Range 801 Spare roll holder - right-angled holder pointing upwards with rose fixing - can hold one spare toilet roll - anti-theft protection through concealed screw fixing - 162 mm high and 105 mm deep, 70 mm rose diameter - made of high-quality polyamide according to HEWI colour chart Article no.: HEWI 801.21.401 | https://catalog.hewi.com/en/p/80121401 | https://catalog.hewi.com/storage/downloads/HEWI_801_21_401_en.pdf
801.21.402 | HEWI Spare roll holder | Range 801 Spare roll holder - right-angled holder pointing upwards with rose fixing - can hold two spare toilet rolls - anti-theft protection through concealed screw fixing - 262 mm high and 105 mm deep, 70 mm rose diameter - made of high-quality polyamide according to HEWI colour chart Article no.: HEWI 801.21.402 | https://catalog.hewi.com/en/p/80121402 | https://catalog.hewi.com/storage/downloads/HEWI_801_21_402_en.pdf
801.21.403 | HEWI Spare roll holder | Range 801 Spare roll holder - right-angled holder pointing upwards with rose fixing - can hold three spare toilet rolls - anti-theft protection through concealed screw fixing - 362 mm high and 105 mm deep, 70 mm rose diameter - made of high-quality polyamide according to HEWI colour chart Article no.: HEWI 801.21.403 | https://catalog.hewi.com/en/p/80121403 | https://catalog.hewi.com/storage/downloads/HEWI_801_21_403_en.pdf
801.21B201 | HEWI Spare roll holder | Range 801 Spare roll holder - right-angled holder pointing upwards with rose fixing - can hold one spare toilet roll - anti-theft protection through concealed screw fixing - 158 mm high and 92 mm deep, 70 mm rose diameter - made of high-quality matt polyamide in HEWI colours 99 (pure white), 98 (signal white), 97 (light grey), 95 (stone grey) and 92 (anthracite grey) Article no.: HEWI 801.21B201 | https://catalog.hewi.com/en/p/80121B201 | https://catalog.hewi.com/storage/downloads/HEWI_801_21B201_en.pdf
801.21B202 | HEWI Spare roll holder | Range 801 Spare roll holder - right-angled holder pointing upwards with rose fixing - can hold two spare toilet rolls - anti-theft protection through concealed screw fixing - 258 mm high and 92 mm deep, 70 mm rose diameter - made of high-quality matt polyamide in HEWI colours 99 (pure white), 98 (signal white), 97 (light grey), 95 (stone grey) and 92 (anthracite grey) Article no.: HEWI 801.21B202 | https://catalog.hewi.com/en/p/80121B202 | https://catalog.hewi.com/storage/downloads/HEWI_801_21B202_en.pdf
801.21B203 | HEWI Spare roll holder | Range 801 Spare roll holder - right-angled holder pointing upwards with rose fixing - can hold three spare toilet rolls - anti-theft protection through concealed screw fixing - 358 mm high and 92 mm deep, 70 mm rose diameter - made of high-quality matt polyamide in HEWI colours 99 (pure white), 98 (signal white), 97 (light grey), 95 (stone grey) and 92 (anthracite grey) Article no.: HEWI 801.21B203 | https://catalog.hewi.com/en/p/80121B203 | https://catalog.hewi.com/storage/downloads/HEWI_801_21B203_en.pdf
801.21B300 | HEWI Toilet roll holder | Range 801 Toilet roll holder - cylindrical shaped roll holder with rose fixing and roll brake - concealed fixing - 121 mm long, 34 mm diameter push-on cylinder, rose diameter 70 mm - made of high-quality matt polyamide in HEWI colours 99 (pure white), 98 (signal white), 97 (light grey), 95 (stone grey) and 92 (anthracite grey) Article no.: HEWI 801.21B300 | https://catalog.hewi.com/en/p/80121B300 | https://catalog.hewi.com/storage/downloads/HEWI_801_21B300_en.pdf
801.21B401 | HEWI Spare roll holder | Range 801 Spare roll holder - right-angled holder pointing upwards with rose fixing - can hold one spare toilet roll - anti-theft protection through concealed screw fixing - 162 mm high and 105 mm deep, 70 mm rose diameter - made of high-quality matt polyamide in HEWI colours 99 (pure white), 98 (signal white), 97 (light grey), 95 (stone grey) and 92 (anthracite grey) Article no.: HEWI 801.21B401 | https://catalog.hewi.com/en/p/80121B401 | https://catalog.hewi.com/storage/downloads/HEWI_801_21B401_en.pdf
801.21B402 | HEWI Spare roll holder | Range 801 Spare roll holder - right-angled holder pointing upwards with rose fixing - can hold two spare toilet rolls - anti-theft protection through concealed screw fixing - 262 mm high and 105 mm deep, 70 mm rose diameter - made of high-quality matt polyamide in HEWI colours 99 (pure white), 98 (signal white), 97 (light grey), 95 (stone grey) and 92 (anthracite grey) Article no.: HEWI 801.21B402 | https://catalog.hewi.com/en/p/80121B402 | https://catalog.hewi.com/storage/downloads/HEWI_801_21B402_en.pdf
801.21B403 | HEWI Spare roll holder | Range 801 Spare roll holder - right-angled holder pointing upwards with rose fixing - can hold three spare toilet rolls - anti-theft protection through concealed screw fixing - 362 mm high and 105 mm deep, 70 mm rose diameter - made of high-quality matt polyamide in HEWI colours 99 (pure white), 98 (signal white), 97 (light grey), 95 (stone grey) and 92 (anthracite grey) Article no.: HEWI 801.21B403 | https://catalog.hewi.com/en/p/80121B403 | https://catalog.hewi.com/storage/downloads/HEWI_801_21B403_en.pdf
801.22.100 | HEWI L-shaped support rail | Range 801 L-shaped support rail - vertical and horizontal bars joined at right-angles with fixing roses made of steel - for holding on to and providing support - with continuous, corrosion resistant steel core - can be mounted in left hand or right hand position - for wall mounting with special HEWI fixing materials and roses - horizontal length 300 mm, vertical length 600 mm, 89 mm deep - bar diameter 33 mm, rose diameter 70 mm - made of high-quality polyamide according to HEWI colour chart - toilet paper holder upgrade kit 801.50.011 and toilet flushing mechanism (radio) upgrade kit 801.50.060 for retrofitting Article no.: HEWI 801.22.100 | https://catalog.hewi.com/en/p/80122100 | https://catalog.hewi.com/storage/downloads/HEWI_801_22_100_en.pdf
801.22.10050 | HEWI L-shaped support rail WARM TOUCH | Range 801 L-shaped support rail - Made of high-quality chrome-look coated polyamide that is warm to touch - Vertical and horizontal bars joined at right-angles with fixing roses made of steel - For holding onto and as support - With continuous, corrosion-resistant steel core - Horizontal length 300 mm, vertical length 600 mm - 89 mm deep, clear distance to the wall 56 mm, bar diameter 33 mm, rose diameter 70 mm - For wall mounting with special HEWI fixing materials and roses - Can be mounted on the right and left side - toilet paper holder upgrade kit 801.50.011 and toilet flushing mechanism (radio) upgrade kit 801.50.060 for retrofitting Article no.: HEWI 801.22.10050 | https://catalog.hewi.com/en/p/8012210050 | https://catalog.hewi.com/storage/downloads/HEWI_801_22_10050_en.pdf
801.22.106 | HEWI L-shaped support rail | Range 801 L-shaped support rail - vertically and horizontally arranged, rails connected at right-angles with fixing roses made of synthetic material - for holding on to and providing support on standing up and sitting down - can be mounted in left hand or right hand position - for wall mounting with special HEWI fixing materials and roses - horizontal length 300 mm, vertical length 600 mm, 91 mm deep - bar diameter 33 mm, rose diameter 70 mm - made of high-quality polyamide according to HEWI colour chart - with continuous core made of corrosion-proof steel and aluminium with stainless steel reinforced end bends - toilet paper holder upgrade kit 801.50.011 and toilet flushing mechanism (radio) upgrade kit 801.50.060 for retrofitting Article no.: HEWI 801.22.106 | https://catalog.hewi.com/en/p/80122106 | https://catalog.hewi.com/storage/downloads/HEWI_801_22_106_en.pdf
801.22.110 | HEWI L-shaped support rail | Range 801 L-shaped support rail - vertical and horizontal bars joined at right-angles with fixing roses made of steel - for holding on to and providing support - with continuous, corrosion resistant steel core - can be mounted in left hand or right hand position - for wall mounting with special HEWI fixing materials and roses - horizontal length 400 mm, vertical length 900 mm, 89 mm deep - bar diameter 33 mm, rose diameter 70 mm - made of high-quality polyamide according to HEWI colour chart - toilet paper holder upgrade kit 801.50.011 and toilet flushing mechanism (radio) upgrade kit 801.50.060 for retrofitting Article no.: HEWI 801.22.110 | https://catalog.hewi.com/en/p/80122110 | https://catalog.hewi.com/storage/downloads/HEWI_801_22_110_en.pdf
801.22.11050 | HEWI L-shaped support rail WARM TOUCH | Range 801 L-shaped support rail - Made of high-quality chrome-look coated polyamide that is warm to touch - Vertical and horizontal bars joined at right-angles with fixing roses made of steel - For holding onto and as support - With continuous, corrosion-resistant steel core - Horizontal length 400 mm, vertical length 900 mm - 89 mm deep, clear distance to the wall 56 mm, bar diameter 33 mm, rose diameter 70 mm - For wall mounting with special HEWI fixing materials and roses - Can be mounted on the right and left side - toilet paper holder upgrade kit 801.50.011 and toilet flushing mechanism (radio) upgrade kit 801.50.060 for retrofitting Article no.: HEWI 801.22.11050 | https://catalog.hewi.com/en/p/8012211050 | https://catalog.hewi.com/storage/downloads/HEWI_801_22_11050_en.pdf
801.22.120 | HEWI L-shaped support rail | Range 801 L-shaped support rail - vertical and horizontal bars joined at right-angles with fixing roses made of steel - for holding on to and providing support - can be mounted in left hand or right hand position - for wall mounting with special HEWI fixing materials and roses - horizontal length 255 mm, vertical length 255 mm, 89 mm deep - bar diameter 33 mm, rose diameter 70 mm - made of high-quality polyamide according to HEWI colour chart - toilet paper holder upgrade kit 801.50.011 and toilet flushing mechanism (radio) upgrade kit 801.50.060 for retrofitting Article no.: HEWI 801.22.120 | https://catalog.hewi.com/en/p/80122120 | https://catalog.hewi.com/storage/downloads/HEWI_801_22_120_en.pdf
801.22.130 | HEWI L-shaped support rail | Range 801 L-shaped support rail - vertical and horizontal bars joined at right-angles with fixing roses made of steel - for holding on to and providing support - with continuous, corrosion resistant steel core - can be mounted in left hand or right hand position - for wall mounting with special HEWI fixing materials and roses - horizontal length 500 mm, vertical length 750 mm, 89 mm deep - bar diameter 33 mm, rose diameter 70 mm - made of high-quality polyamide according to HEWI colour chart - toilet paper holder upgrade kit 801.50.011 and toilet flushing mechanism (radio) upgrade kit 801.50.060 for retrofitting - fulfils the ÖNORM B1600/1601 requirements Article no.: HEWI 801.22.130 | https://catalog.hewi.com/en/p/80122130 | https://catalog.hewi.com/storage/downloads/HEWI_801_22_130_en.pdf
801.22.13050 | HEWI L-shaped support rail WARM TOUCH | Range 801 L-shaped support rail - Made of high-quality chrome-look coated polyamide that is warm to touch - Vertical and horizontal bars joined at right-angles with fixing roses made of steel - For holding onto and as support - With continuous, corrosion-resistant steel core - Horizontal length 500 mm, vertical length 750 mm - 89 mm deep, clear distance to the wall 56 mm, bar diameter 33 mm, rose diameter 70 mm - For wall mounting with special HEWI fixing materials and roses - Can be mounted on the right and left side - toilet paper holder upgrade kit 801.50.011 and toilet flushing mechanism (radio) upgrade kit 801.50.060 for retrofitting - Fulfils the requirements of ÖNORM B1600/1601 Article no.: HEWI 801.22.13050 | https://catalog.hewi.com/en/p/8012213050 | https://catalog.hewi.com/storage/downloads/HEWI_801_22_13050_en.pdf
801.22.136 | HEWI L-shaped support rail | Range 801 L-shaped support rail - vertically and horizontally arranged, rails connected at right-angles with fixing roses made of synthetic material - for holding on to and providing support on standing up and sitting down - can be mounted in left hand or right hand position - for wall mounting with special HEWI fixing materials and roses - horizontal length 500 mm, vertical length 750 mm, 91 mm deep - bar diameter 33 mm, rose diameter 70 mm - made of high-quality polyamide according to HEWI colour chart - with continuous core made of corrosion-proof steel and aluminium with stainless steel reinforced end bends - toilet paper holder upgrade kit 801.50.011 and toilet flushing mechanism (radio) upgrade kit 801.50.060 for retrofitting - fulfils the ÖNORM B1600/1601 requirements Article no.: HEWI 801.22.136 | https://catalog.hewi.com/en/p/80122136 | https://catalog.hewi.com/storage/downloads/HEWI_801_22_136_en.pdf
801.22.140 | HEWI L-shaped support rail | Range 801 L-shaped support rail - vertical and horizontal bars joined at right-angles with fixing roses made of steel - for holding on to and providing support - with continuous, corrosion resistant steel core - can be mounted in left hand or right hand position - for wall mounting with special HEWI fixing materials and roses - horizontal length 500 mm, vertical length 1000 mm, 89 mm deep - bar diameter 33 mm, rose diameter 70 mm - made of high-quality polyamide according to HEWI colour chart - toilet paper holder upgrade kit 801.50.011 and toilet flushing mechanism (radio) upgrade kit 801.50.060 for retrofitting - fulfils the SIA 500 requirements Article no.: HEWI 801.22.140 | https://catalog.hewi.com/en/p/80122140 | https://catalog.hewi.com/storage/downloads/HEWI_801_22_140_en.pdf
801.22.14050 | HEWI L-shaped support rail WARM TOUCH | Range 801 L-shaped support rail - Made of high-quality chrome-look coated polyamide that is warm to touch - Vertical and horizontal bars joined at right-angles with fixing roses made of steel - For holding onto and as support - With continuous, corrosion-resistant steel core - Horizontal length 500 mm, vertical length 1000 mm - 89 mm deep, clear distance to the wall 56 mm, bar diameter 33 mm, rose diameter 70 mm - For wall mounting with special HEWI fixing materials and roses - Can be mounted on the right and left side - toilet paper holder upgrade kit 801.50.011 and toilet flushing mechanism (radio) upgrade kit 801.50.060 for retrofitting - Fulfils the requirements of SIA 500 Article no.: HEWI 801.22.14050 | https://catalog.hewi.com/en/p/8012214050 | https://catalog.hewi.com/storage/downloads/HEWI_801_22_14050_en.pdf
801.22.1S | HEWI L-shaped support rail, special length | Range 801 L-shaped support rail - vertical and horizontal bars joined at right-angles with fixing roses made of steel - for holding on to and providing support - with continuous, corrosion resistant steel core - can be mounted in left hand or right hand position - for wall mounting with special HEWI fixing materials and roses - horizontal length made-to-measure from 300 mm to 850 mm, vertical length made-to-measure from 600 mm to 1100 mm, 89 mm deep - bar diameter 33 mm, rose diameter 70 mm - made of high-quality polyamide according to HEWI colour chart - toilet paper holder upgrade kit 801.50.011 and toilet flushing mechanism (radio) upgrade kit 801.50.060 for retrofitting Article no.: HEWI 801.22.1S | https://catalog.hewi.com/en/p/801221S | https://catalog.hewi.com/storage/downloads/HEWI_801_22_1S_en.pdf
801.22.200 | HEWI L-shaped support rail | Range 801 L-shaped support rail - can be mounted in left hand or right hand position - rails joined at a flat angle and fitted with fixing roses made of steel - for holding on to and providing support - with continuous, corrosion resistant steel core - for wall mounting with special HEWI fixing materials and roses - centre-to-centre dimensions 295 mm and 325 mm, 135° angle, 200 mm high, 89 mm deep - bar diameter 33 mm, rose diameter 70 mm, - increased stability through 3 mounting supports - made of high-quality polyamide according to HEWI colour chart - toilet paper holder upgrade kit 801.50.011 and toilet flushing mechanism (radio) upgrade kit 801.50.060 for retrofitting Article no.: HEWI 801.22.200 | https://catalog.hewi.com/en/p/80122200 | https://catalog.hewi.com/storage/downloads/HEWI_801_22_200_en.pdf
801.22.20050 | HEWI L-shaped support rail WARM TOUCH | Range 801 L-shaped support rail - Made of high-quality chrome-look coated polyamide that is warm to touch - Bars joined at a flat angle with steel fixing roses - For holding onto and as support - With continuous, corrosion-resistant steel core - Fixing spacings 620 mm and 200 mm, angle 135°, 200 mm high - 89 mm deep, clear distance to the wall 56 mm, bar diameter 33 mm, rose diameter 70 mm - Increased stability through 3 mounting supports - For wall mounting with special HEWI fixing materials and roses - Can be mounted on the right and left side - toilet paper holder upgrade kit 801.50.011 and toilet flushing mechanism (radio) upgrade kit 801.50.060 for retrofitting Article no.: HEWI 801.22.20050 | https://catalog.hewi.com/en/p/8012220050 | https://catalog.hewi.com/storage/downloads/HEWI_801_22_20050_en.pdf
801.22.206 | HEWI L-shaped support rail | Range 801 L-shaped support rail - rails connected at an obtuse angle (> 90°) with fixing roses made of synthetic material - increased stability through 3 mounting supports - for holding on to and providing support on standing up and sitting down - can be mounted in left hand or right hand position - for wall mounting with special HEWI fixing materials and roses - centre-to-centre dimensions 295 mm and 325 mm, 135° angle, 200 mm high, 91 mm deep - bar diameter 33 mm, rose diameter 70 mm - made of high-quality polyamide according to HEWI colour chart - with aluminium core and stainless steel reinforced end bends - toilet paper holder upgrade kit 801.50.011 and toilet flushing mechanism (radio) upgrade kit 801.50.060 for retrofitting Article no.: HEWI 801.22.206 | https://catalog.hewi.com/en/p/80122206 | https://catalog.hewi.com/storage/downloads/HEWI_801_22_206_en.pdf
801.22.300 | HEWI L-shaped support rail | Range 801 L-shaped support rail - rails joined at a flat angle and fitted with fixing roses made of steel - for holding on to and providing support - with continuous, corrosion resistant steel core - can be mounted in left hand or right hand position - for wall mounting with special HEWI fixing materials and roses - centre-to-centre dimensions 255 mm and 370 mm, angle between rails 45°, total length 516 mm, 255 mm high and 89 mm deep - bar diameter 33 mm, rose diameter 70 mm - made of high-quality polyamide according to HEWI colour chart - toilet paper holder upgrade kit 801.50.011 and toilet flushing mechanism (radio) upgrade kit 801.50.060 for retrofitting Article no.: HEWI 801.22.300 | https://catalog.hewi.com/en/p/80122300 | https://catalog.hewi.com/storage/downloads/HEWI_801_22_300_en.pdf
801.22.400 | HEWI Floor to wall stationary support | Range 801 Floor to wall stationary support - vertical and horizontal bars joined at right-angles with fixing roses made of steel - for holding on to and providing support - with continuous, corrosion resistant steel core - can be mounted in left hand or right hand position - for wall and floor mounting with HEWI fixing material and roses - centre-to-centre: 834 mm wide, 850 mm high and 135 mm deep, rail diameter 33 mm, rose diameter 70 mm - made of high-quality polyamide according to HEWI colour chart - toilet paper holder upgrade kit 801.50.011 and toilet flushing mechanism (radio) upgrade kit 801.50.060 for retrofitting Article no.: HEWI 801.22.400 | https://catalog.hewi.com/en/p/80122400 | https://catalog.hewi.com/storage/downloads/HEWI_801_22_400_en.pdf
801.22.4S | HEWI Floor to wall stationary support, special length | Range 801 Floor to wall stationary support - vertical and horizontal bars joined at right-angles with fixing roses made of steel - for holding on to and providing support - with continuous, corrosion resistant steel core - can be mounted in left hand or right hand position - for wall and floor mounting with HEWI fixing material and roses - made-to-measure: width from 300 mm to 834 mm, height from 670 mm to 950 mm and 135 mm deep, rail diameter 33 mm, rose diameter 70 mm - made of high-quality polyamide according to HEWI colour chart - toilet paper holder upgrade kit 801.50.011 and toilet flushing mechanism (radio) upgrade kit 801.50.060 for retrofitting Article no.: HEWI 801.22.4S | https://catalog.hewi.com/en/p/801224S | https://catalog.hewi.com/storage/downloads/HEWI_801_22_4S_en.pdf
801.22.8100 | HEWI L-shaped support rail with load bearing capacity up to 300 kg | Range 801 L-shaped support rail - vertical and horizontal bars joined at right-angles with fixing roses made of steel - for holding on to and providing support - increased distance from wall of 101 mm, for easier and secure gripping - with continuous, corrosion resistant steel core - can be mounted in left hand or right hand position - for wall mounting with special HEWI fixing materials and roses - if mounted on lightweight walls, rear lining made of laminated timber boards at least 30 mm thick is required - horizontal length 300 mm, vertical length 600 mm - bar diameter 33 mm, rose diameter 70 mm - made of high-quality polyamide according to HEWI colour chart - toilet roll holder upgrade kit 801.50.011, can be retrofitted - weight capacity 300 kg Article no.: HEWI 801.22.8100 | https://catalog.hewi.com/en/p/801228100 | https://catalog.hewi.com/storage/downloads/HEWI_801_22_8100_en.pdf
801.22.8400 | HEWI Floor to wall stationary support with load bearing capacity up to 300 kg | Range 801 Floor to wall stationary support - vertical and horizontal bars joined at right-angles with fixing roses made of steel - for holding on to and providing support - with continuous, corrosion resistant steel core - can be mounted in left hand or right hand position - for wall and floor mounting with HEWI fixing material and roses - if mounted on lightweight walls, rear lining made of laminated timber boards at least 30 mm thick is required - centre-to-centre: - 834 mm wide, 850 mm high and 135 mm deep - bar diameter 33 mm, rose diameter 70 mm - made of high-quality polyamide according to HEWI colour chart - toilet roll holder upgrade kit 801.50.011, can be retrofitted - vertical loading capacity up to 300 kg, horizontal loading capacity in direction with additional wall support up to 100 kg Article no.: HEWI 801.22.8400 | https://catalog.hewi.com/en/p/801228400 | https://catalog.hewi.com/storage/downloads/HEWI_801_22_8400_en.pdf
801.22B100 | HEWI L-shaped support rail | Range 801 L-shaped support rail - vertical and horizontal bars joined at right-angles with fixing roses made of steel - for holding on to and providing support - with continuous, corrosion resistant steel core - can be mounted in left hand or right hand position - for wall mounting with special HEWI fixing materials and roses - horizontal length 300 mm, vertical length 600 mm, 91 mm deep - bar diameter 33 mm, rose diameter 70 mm - made of high-quality matt polyamide in HEWI colours 99 (pure white), 98 (signal white), 97 (light grey), 95 (stone grey) and 92 (anthracite grey) - toilet roll holder upgrade kit can be retrofitted Article no.: HEWI 801.22B100 | https://catalog.hewi.com/en/p/80122B100 | https://catalog.hewi.com/storage/downloads/HEWI_801_22B100_en.pdf
801.22B106 | HEWI L-shaped support rail | Range 801 L-shaped support rail - vertically and horizontally arranged, rails connected at right-angles with fixing roses made of synthetic material - for holding on to and providing support on standing up and sitting down - can be mounted in left hand or right hand position - for wall mounting with special HEWI fixing materials and roses - horizontal length 300 mm, vertical length 600 mm, 91 mm deep - bar diameter 33 mm, rose diameter 70 mm - made of high-quality matt polyamide in HEWI colours 99 (pure white), 98 (signal white), 97 (light grey), 95 (stone grey) and 92 (anthracite grey) - with continuous core made of corrosion-proof steel and aluminium with stainless steel reinforced end bends - toilet roll holder upgrade kit can be retrofitted Article no.: HEWI 801.22B106 | https://catalog.hewi.com/en/p/80122B106 | https://catalog.hewi.com/storage/downloads/HEWI_801_22B106_en.pdf
801.22B110 | HEWI L-shaped support rail | Range 801 L-shaped support rail - vertical and horizontal bars joined at right-angles with fixing roses made of steel - for holding on to and providing support - with continuous, corrosion resistant steel core - can be mounted in left hand or right hand position - for wall mounting with special HEWI fixing materials and roses - horizontal length 400 mm, vertical length 900 mm, 91 mm deep - bar diameter 33 mm, rose diameter 70 mm - made of high-quality matt polyamide in HEWI colours 99 (pure white), 98 (signal white), 97 (light grey), 95 (stone grey) and 92 (anthracite grey) - toilet roll holder upgrade kit can be retrofitted Article no.: HEWI 801.22B110 | https://catalog.hewi.com/en/p/80122B110 | https://catalog.hewi.com/storage/downloads/HEWI_801_22B110_en.pdf
801.22B120 | HEWI L-shaped support rail | Range 801 L-shaped support rail - vertical and horizontal bars joined at right-angles with fixing roses made of steel - for holding on to and providing support - can be mounted in left hand or right hand position - for wall mounting with special HEWI fixing materials and roses - horizontal length 255 mm, vertical length 255 mm, 91 mm deep - bar diameter 33 mm, rose diameter 70 mm - made of high-quality matt polyamide in HEWI colours 99 (pure white), 98 (signal white), 97 (light grey), 95 (stone grey) and 92 (anthracite grey) - toilet roll holder upgrade kit can be retrofitted Article no.: HEWI 801.22B120 | https://catalog.hewi.com/en/p/80122B120 | https://catalog.hewi.com/storage/downloads/HEWI_801_22B120_en.pdf
801.22B130 | HEWI L-shaped support rail | Range 801 L-shaped support rail - vertical and horizontal bars joined at right-angles with fixing roses made of steel - for holding on to and providing support - with continuous, corrosion resistant steel core - can be mounted in left hand or right hand position - for wall mounting with special HEWI fixing materials and roses - horizontal length 500 mm, vertical length 750 mm, 91 mm deep - bar diameter 33 mm, rose diameter 70 mm - made of high-quality matt polyamide in HEWI colours 99 (pure white), 98 (signal white), 97 (light grey), 95 (stone grey) and 92 (anthracite grey) - toilet roll holder upgrade kit can be retrofitted - fulfils the ÖNORM B1600/1601 requirements Article no.: HEWI 801.22B130 | https://catalog.hewi.com/en/p/80122B130 | https://catalog.hewi.com/storage/downloads/HEWI_801_22B130_en.pdf
801.22B136 | HEWI L-shaped support rail | Range 801 L-shaped support rail - vertically and horizontally arranged, rails connected at right-angles with fixing roses made of synthetic material - for holding on to and providing support on standing up and sitting down - can be mounted in left hand or right hand position - for wall mounting with special HEWI fixing materials and roses - horizontal length 500 mm, vertical length 750 mm, 91 mm deep - bar diameter 33 mm, rose diameter 70 mm - made of high-quality matt polyamide in HEWI colours 99 (pure white), 98 (signal white), 97 (light grey), 95 (stone grey) and 92 (anthracite grey) - with continuous core made of corrosion-proof steel and aluminium with stainless steel reinforced end bends - toilet roll holder upgrade kit can be retrofitted - fulfils the ÖNORM B1600/1601 requirements Article no.: HEWI 801.22B136 | https://catalog.hewi.com/en/p/80122B136 | https://catalog.hewi.com/storage/downloads/HEWI_801_22B136_en.pdf
801.22B140 | HEWI L-shaped support rail | Range 801 L-shaped support rail - vertical and horizontal bars joined at right-angles with fixing roses made of steel - for holding on to and providing support - with continuous, corrosion resistant steel core - can be mounted in left hand or right hand position - for wall mounting with special HEWI fixing materials and roses - horizontal length 500 mm, vertical length 1000 mm, 91 mm deep - bar diameter 33 mm, rose diameter 70 mm - made of high-quality matt polyamide in HEWI colours 99 (pure white), 98 (signal white), 97 (light grey), 95 (stone grey) and 92 (anthracite grey) - toilet roll holder upgrade kit can be retrofitted - fulfils the SIA 500 requirements Article no.: HEWI 801.22B140 | https://catalog.hewi.com/en/p/80122B140 | https://catalog.hewi.com/storage/downloads/HEWI_801_22B140_en.pdf
801.22B1S | HEWI L-shaped support rail, special length | Range 801 L-shaped support rail - vertical and horizontal bars joined at right-angles with fixing roses made of steel - for holding on to and providing support - with continuous, corrosion resistant steel core - can be mounted in left hand or right hand position - for wall mounting with special HEWI fixing materials and roses - horizontal length made-to-measure from 300 mm to 850 mm, vertical length made-to-measure from 600 mm to 1100 mm, 90 mm deep - bar diameter 33 mm, rose diameter 70 mm - made of high-quality matt polyamide in HEWI colours 99 (pure white), 98 (signal white), 97 (light grey), 95 (stone grey) and 92 (anthracite grey) - toilet roll holder upgrade kit can be retrofitted Article no.: HEWI 801.22B1S | https://catalog.hewi.com/en/p/80122B1S | https://catalog.hewi.com/storage/downloads/HEWI_801_22B1S_en.pdf
801.22B200 | HEWI L-shaped support rail | Range 801 L-shaped support rail - can be mounted in left hand or right hand position - rails joined at a flat angle and fitted with fixing roses made of steel - for holding on to and providing support - with continuous, corrosion resistant steel core - for wall mounting with special HEWI fixing materials and roses - centre-to-centre dimensions 295 mm and 325 mm, 135° angle, 200 mm high, 91 mm deep - bar diameter 33 mm, rose diameter 70 mm, - increased stability through 3 mounting supports - made of high-quality matt polyamide in HEWI colours 99 (pure white), 98 (signal white), 97 (light grey), 95 (stone grey) and 92 (anthracite grey) - toilet roll holder upgrade kit can be retrofitted Article no.: HEWI 801.22B200 | https://catalog.hewi.com/en/p/80122B200 | https://catalog.hewi.com/storage/downloads/HEWI_801_22B200_en.pdf
801.22B206 | HEWI L-shaped support rail | Range 801 L-shaped support rail - rails connected at an obtuse angle (> 90°) with fixing roses made of synthetic material - increased stability through 3 mounting supports - for holding on to and providing support on standing up and sitting down - can be mounted in left hand or right hand position - for wall mounting with special HEWI fixing materials and roses - centre-to-centre dimensions 295 mm and 325 mm, 135° angle, 200 mm high, 91 mm deep - bar diameter 33 mm, rose diameter 70 mm - made of high-quality matt polyamide in HEWI colours 99 (pure white), 98 (signal white), 97 (light grey), 95 (stone grey) and 92 (anthracite grey) - with aluminium core and stainless steel reinforced end bends - toilet paper holder upgrade kit 801.50B011 and toilet flushing mechanism (radio) upgrade kit 801.50B060 for retrofitting Article no.: HEWI 801.22B206 | https://catalog.hewi.com/en/p/80122B206 | https://catalog.hewi.com/storage/downloads/HEWI_801_22B206_en.pdf
801.22B300 | HEWI L-shaped support rail | Range 801 L-shaped support rail - rails joined at a flat angle and fitted with fixing roses made of steel - for holding on to and providing support - with continuous, corrosion resistant steel core - can be mounted in left hand or right hand position - for wall mounting with special HEWI fixing materials and roses - centre-to-centre dimensions 255 mm and 370 mm, angle between rails 45°, total length 516 mm, 255 mm high and 91 mm deep - bar diameter 33 mm, rose diameter 70 mm - made of high-quality matt polyamide in HEWI colours 99 (pure white), 98 (signal white), 97 (light grey), 95 (stone grey) and 92 (anthracite grey) - toilet roll holder upgrade kit can be retrofitted Article no.: HEWI 801.22B300 | https://catalog.hewi.com/en/p/80122B300 | https://catalog.hewi.com/storage/downloads/HEWI_801_22B300_en.pdf
801.22B400 | HEWI Floor to wall stationary support | Range 801 Floor to wall stationary support - vertical and horizontal bars joined at right-angles with fixing roses made of steel - for holding on to and providing support - with continuous, corrosion resistant steel core - can be mounted in left hand or right hand position - for wall and floor mounting with HEWI fixing material and roses - centre-to-centre: 834 mm wide, 850 mm high and 135 mm deep, rail diameter 33 mm, rose diameter 70 mm - made of high-quality matt polyamide in HEWI colours 99 (pure white), 98 (signal white), 97 (light grey), 95 (stone grey) and 92 (anthracite grey) - toilet roll holder upgrade kit can be retrofitted Article no.: HEWI 801.22B400 | https://catalog.hewi.com/en/p/80122B400 | https://catalog.hewi.com/storage/downloads/HEWI_801_22B400_en.pdf
801.22B4S | HEWI Floor to wall stationary support, special length | Range 801 Floor to wall stationary support - vertical and horizontal bars joined at right-angles with fixing roses made of steel - for holding on to and providing support - with continuous, corrosion resistant steel core - can be mounted in left hand or right hand position - for wall and floor mounting with HEWI fixing material and roses - made-to-measure: width from 300 mm to 834 mm, height from 670 mm to 950 mm and 135 mm deep, rail diameter 33 mm, rose diameter 70 mm - made of high-quality matt polyamide in HEWI colours 99 (pure white), 98 (signal white), 97 (light grey), 95 (stone grey) and 92 (anthracite grey) - toilet roll holder upgrade kit can be retrofitted Article no.: HEWI 801.22B4S | https://catalog.hewi.com/en/p/80122B4S | https://catalog.hewi.com/storage/downloads/HEWI_801_22B4S_en.pdf
801.22BUS100 | HEWI L-shaped grab bar (ADA) | L-shaped support rail (USA) from Range 801 - can be mounted on the right and left side - positioned horizontally and vertically, rails connected at a right angle with steel fixing roses - for holding onto and as a support - with corrosion-protected steel core throughout - wall mounting with wall-specific fixing material and roses from HEWI - horizontal length 12 inch (305 mm), vertical length 24 inch (610 mm), 2 3/4 inch (70 mm) deep - rail diameter 1 5/16 inch (33 mm), rose diameter 2 3/4 inch (70 mm) - maximum loading capacity 330 lbs (150 kg) - made of high-quality matt polyamide in HEWI colours 99 (pure white), 95 (stone grey) and 92 (anthracite grey) - toilet paper holder upgrade kit 801.50US010 can be retrofitted - meets the requirements of 2010 ADA standards and ICC/ANSI A117.1-2017 Article no.: HEWI 801.22BUS100 | https://catalog.hewi.com/en/p/80122BUS100 | https://catalog.hewi.com/storage/downloads/HEWI_801_22BUS100_en.pdf
801.22BUS110 | HEWI L-shaped grab bar (ADA) | L-shaped support rail (USA) from Range 801 - can be mounted on the right and left side - positioned horizontally and vertically, rails connected at a right angle with steel fixing roses - for holding onto and as a support - with corrosion-protected steel core throughout - wall mounting with wall-specific fixing material and roses from HEWI - horizontal length 18 inch (457 mm), vertical length 36 inch (915 mm), 2 3/4 inch (70 mm) deep - rail diameter 1 5/16 inch (33 mm), rose diameter 2 3/4 inch (70 mm) - maximum loading capacity 330 lbs (150 kg) - made of high-quality matt polyamide in HEWI colours 99 (pure white), 95 (stone grey) and 92 (anthracite grey) - toilet paper holder upgrade kit 801.50US010 can be retrofitted - meets the requirements of 2010 ADA standards and ICC/ANSI A117.1-2017 Article no.: HEWI 801.22BUS110 | https://catalog.hewi.com/en/p/80122BUS110 | https://catalog.hewi.com/storage/downloads/HEWI_801_22BUS110_en.pdf
801.22D100 | HEWI active+ L-shaped support rail | Range 801 L-shaped support rail - vertical and horizontal bars joined at right-angles with fixing roses made of steel - for holding on to and providing support - with continuous, corrosion resistant steel core - can be mounted in left hand or right hand position - for wall mounting with special HEWI fixing materials and roses - horizontal length 300 mm, vertical length 600 mm, 89 mm deep - bar diameter 33 mm, rose diameter 70 mm - made of high-quality polyamide in HEWI colour 98 (signal white), with active antimicrobial microsilver - upgrade kit, toilet roll holder can be retrofitted Article no.: HEWI 801.22D100 | https://catalog.hewi.com/en/p/80122D100 | https://catalog.hewi.com/storage/downloads/HEWI_801_22D100_en.pdf
801.22D110 | HEWI active+ L-shaped support rail | Range 801 L-shaped support rail - vertical and horizontal bars joined at right-angles with fixing roses made of steel - for holding on to and providing support - with continuous, corrosion resistant steel core - can be mounted in left hand or right hand position - for wall mounting with special HEWI fixing materials and roses - horizontal length 400 mm, vertical length 900 mm, 89 mm deep - bar diameter 33 mm, rose diameter 70 mm - made of high-quality polyamide in HEWI colour 98 (signal white), with active antimicrobial microsilver - upgrade kit, toilet roll holder can be retrofitted Article no.: HEWI 801.22D110 | https://catalog.hewi.com/en/p/80122D110 | https://catalog.hewi.com/storage/downloads/HEWI_801_22D110_en.pdf
801.22D130 | HEWI active+ L-shaped support rail | Range 801 L-shaped support rail - vertical and horizontal bars joined at right-angles with fixing roses made of steel - for holding on to and providing support - with continuous, corrosion resistant steel core - can be mounted in left hand or right hand position - for wall mounting with special HEWI fixing materials and roses - horizontal length 500 mm, vertical length 750 mm, 89 mm deep - bar diameter 33 mm, rose diameter 70 mm - made of high-quality polyamide in HEWI colour 98 (signal white), with active antimicrobial microsilver - upgrade kit, toilet roll holder can be retrofitted - fulfils the ÖNORM B1600/1601 requirements Article no.: HEWI 801.22D130 | https://catalog.hewi.com/en/p/80122D130 | https://catalog.hewi.com/storage/downloads/HEWI_801_22D130_en.pdf
801.22D140 | HEWI active+ L-shaped support rail | Range 801 L-shaped support rail - vertical and horizontal bars joined at right-angles with fixing roses made of steel - for holding on to and providing support - with continuous, corrosion resistant steel core - can be mounted in left hand or right hand position - for wall mounting with special HEWI fixing materials and roses - horizontal length 500 mm, vertical length 1000 mm, 89 mm deep - bar diameter 33 mm, rose diameter 70 mm - made of high-quality polyamide in HEWI colour 98 (signal white), with active antimicrobial microsilver - upgrade kit, toilet roll holder can be retrofitted - fulfils the SIA 500 requirements Article no.: HEWI 801.22D140 | https://catalog.hewi.com/en/p/80122D140 | https://catalog.hewi.com/storage/downloads/HEWI_801_22D140_en.pdf
801.22D1S | HEWI active+ L-shaped support rail, special length | Range 801 L-shaped support rail - vertical and horizontal bars joined at right-angles with fixing roses made of steel - for holding on to and providing support - with continuous, corrosion resistant steel core - can be mounted in left hand or right hand position - for wall mounting with special HEWI fixing materials and roses - horizontal length made-to-measure from 300 mm to 850 mm, vertical length made-to-measure from 600 mm to 1100 mm, 88 mm deep - bar diameter 33 mm, rose diameter 70 mm - made of high-quality polyamide in HEWI colour 98 (signal white), with active antimicrobial microsilver - upgrade kit, toilet roll holder can be retrofitted Article no.: HEWI 801.22D1S | https://catalog.hewi.com/en/p/80122D1S | https://catalog.hewi.com/storage/downloads/HEWI_801_22D1S_en.pdf
801.22D200 | HEWI active+ L-shaped support rail | Range 801 L-shaped support rail - can be mounted in left hand or right hand position - rails joined at a flat angle and fitted with fixing roses made of steel - for holding on to and providing support - with continuous, corrosion resistant steel core - for wall mounting with special HEWI fixing materials and roses - centre-to-centre dimensions 295 mm and 325 mm, 135° angle, 200 mm high, 89 mm deep - bar diameter 33 mm, rose diameter 70 mm, - increased stability through 3 mounting supports - rails made of high-quality polyamide in HEWI colour 98 (signal white), with active antimicrobial microsilver - upgrade kit, toilet roll holder can be retrofitted Article no.: HEWI 801.22D200 | https://catalog.hewi.com/en/p/80122D200 | https://catalog.hewi.com/storage/downloads/HEWI_801_22D200_en.pdf
801.22US100 | HEWI L-shaped grab bar (ADA) | L-shaped support rail (USA) from Range 801 - can be mounted on the right and left side - positioned horizontally and vertically, rails connected at a right angle with steel fixing roses - for holding onto and as a support - with corrosion-protected steel core throughout - wall mounting with wall-specific fixing material and roses from HEWI - horizontal length 12 inch (305 mm), vertical length 24 inch (610 mm), 2 3/4 inch (70 mm) deep - rail diameter 1 5/16 inch (33 mm), rose diameter 2 3/4 inch (70 mm) - maximum loading capacity 330 lbs (150 kg) - made from high-grade synthetic material in the HEWI colors 99 (pure white), 95 (stone gray), 92 (anthracite gray), 90 (jet black), 86 (sand), 84 (umber) and 33 (ruby red) - toilet paper holder upgrade kit 801.50US010 can be retrofitted - meets the requirements of 2010 ADA standards and ICC/ANSI A117.1-2017 Article no.: HEWI 801.22US100 | https://catalog.hewi.com/en/p/80122US100 | https://catalog.hewi.com/storage/downloads/HEWI_801_22US100_en.pdf
801.22US110 | HEWI L-shaped grab bar (ADA) | L-shaped support rail (USA) from Range 801 - can be mounted on the right and left side - positioned horizontally and vertically, rails connected at a right angle with steel fixing roses - for holding onto and as a support - with corrosion-protected steel core throughout - wall mounting with wall-specific fixing material and roses from HEWI - horizontal length 18 inch (457 mm), vertical length 36 inch (915 mm), 2 3/4 inch (70 mm) deep - rail diameter 1 5/16 inch (33 mm), rose diameter 2 3/4 inch (70 mm) - maximum loading capacity 330 lbs (150 kg) - made from high-grade synthetic material in the HEWI colors 99 (pure white), 95 (stone gray), 92 (anthracite gray), 90 (jet black), 86 (sand), 84 (umber) and 33 (ruby red) - toilet paper holder upgrade kit 801.50US010 can be retrofitted - meets the requirements of 2010 ADA standards and ICC/ANSI A117.1-2017 Article no.: HEWI 801.22US110 | https://catalog.hewi.com/en/p/80122US110 | https://catalog.hewi.com/storage/downloads/HEWI_801_22US110_en.pdf
801.33.100 | HEWI Rail with shower head holder | Range 801 Rail with shower head holder - vertical rail with right-angled ends with steel fixing roses and shower head holder - centre-to-centre 600 mm - 89 mm deep, rail diameter 33 mm, rose diameter 70 mm - suitable for shower heads of various manufacturers - shower head holder can be continuously tilted and, after pulling or pushing a large lever, its height can be adjusted - conical adapter on shower head holder makes it easier to hook in the handheld shower head - with continuous, corrosion resistant steel core - for wall mounting with special HEWI fixing materials and roses - made of high-quality polyamide according to HEWI colour chart Article no.: HEWI 801.33.100 | https://catalog.hewi.com/en/p/80133100 | https://catalog.hewi.com/storage/downloads/HEWI_801_33_100_en.pdf
801.33.1000 | HEWI Rail with shower head holder | Series 801 ICONIC Shower head rail - Three-colour shower head rail - Made of high gloss polyamide - Rail: 74 (apple green), Rosettes: 72 (may green), Shower head holder: 36 (coral) - Vertical rail with right-angled ends with steel mounting rosettes and shower head holder - Used in the shower and bathtub area to grip on to - Centre-to-centre 600 mm - Depth 88 mm, Clearance to the wall 55 mm, Rail 33 mm in diameter, Rosettes 70 mm in diameter - Suitable for shower heads of various manufacturers - Shower head holder can be continuously tilted and, after pulling or pushing a large lever, its height can be adjusted - Conical adapter on shower head holder makes it easier to hook in the shower head - With continuous, corrosion-resistant steel core - Wall mounting with wall-specific mounting material and HEWI rosettes Article no.: HEWI 801.33.1000 | https://catalog.hewi.com/en/p/801331000 | https://catalog.hewi.com/storage/downloads/HEWI_801_33_1000_en.pdf
801.33.1001 | HEWI Rail with shower head holder | Series 801 ICONIC Shower head rail - Three-colour shower head rail - Made of high gloss polyamide - Rail: 55 (aqua blue), Rosettes: 50 (steel blue), Shower head holder: 74 (apple green) - Vertical rail with right-angled ends with steel mounting rosettes and shower head holder - Used in the shower and bathtub area to grip on to - Centre-to-centre 600 mm - Depth 88 mm, Clearance to the wall 55 mm, rail 33 mm in diameter, rosettes 70 mm in diameter - Suitable for shower heads of various manufacturers - Shower head holder can be continuously tilted and, after pulling or pushing a large lever, its height can be adjusted - Conical adapter on shower head holder makes it easier to hook in the shower head - With continuous, corrosion-resistant steel core - Wall mounting with wall-specific mounting material and HEWI rosettes Article no.: HEWI 801.33.1001 | https://catalog.hewi.com/en/p/801331001 | https://catalog.hewi.com/storage/downloads/HEWI_801_33_1001_en.pdf
801.33.10051 | HEWI Rail with shower head holder WARM TOUCH | Range 801 rail with shower head holder - made of high-quality chrome-look coated polyamide that is warm to touch - vertical rail with right-angled ends with steel fixing roses and shower head holder - used in the shower and bathtub area to grip on to - centre-to-centre 600 mm - 89 mm deep, clear distance to the wall 56 mm, bar diameter 33 mm, rose diameter 70 mm - suitable for shower heads of various manufacturers - shower head holder made of high-quality polyamide in HEWI colour 98 (signal white) - shower head holder can be continuously tilted and, after pulling or pushing a large lever, its height can be adjusted - conical adapter on shower head holder makes it easier to hook in the shower head - with continuous, corrosion resistant steel core - for wall mounting with special HEWI fixing materials and roses Article no.: HEWI 801.33.10051 | https://catalog.hewi.com/en/p/8013310051 | https://catalog.hewi.com/storage/downloads/HEWI_801_33_10051_en.pdf
801.33.10054 | HEWI Rail with shower head holder WARM TOUCH | Range 801 rail with shower head holder - made of high-quality chrome-look coated polyamide that is warm to touch - vertical rail with right-angled ends with steel fixing roses and shower head holder - used in the shower and bathtub area to grip on to - centre-to-centre 600 mm - 89 mm deep, clear distance to the wall 56 mm, bar diameter 33 mm, rose diameter 70 mm - suitable for shower heads of various manufacturers - shower head holder made of high-quality polyamide in HEWI colour 92 (anthracite grey) - shower head holder can be continuously tilted and, after pulling or pushing a large lever, its height can be adjusted - conical adapter on shower head holder makes it easier to hook in the shower head - with continuous, corrosion resistant steel core - for wall mounting with special HEWI fixing materials and roses Article no.: HEWI 801.33.10054 | https://catalog.hewi.com/en/p/8013310054 | https://catalog.hewi.com/storage/downloads/HEWI_801_33_10054_en.pdf
801.33.110 | HEWI Rail with shower head holder | Range 801 Rail with shower head holder - vertical rail with right-angled ends with steel fixing roses and shower head holder - centre-to-centre 900 mm - 89 mm deep, rail diameter 33 mm, rose diameter 70 mm - suitable for shower heads of various manufacturers - shower head holder can be continuously tilted and, after pulling or pushing a large lever, its height can be adjusted - conical adapter on shower head holder makes it easier to hook in the handheld shower head - with continuous, corrosion resistant steel core - for wall mounting with special HEWI fixing materials and roses - made of high-quality polyamide according to HEWI colour chart Article no.: HEWI 801.33.110 | https://catalog.hewi.com/en/p/80133110 | https://catalog.hewi.com/storage/downloads/HEWI_801_33_110_en.pdf
801.33.1100 | HEWI Rail with shower head holder | Series 801 ICONIC Shower head rail - two-colour shower head rail - Made of high gloss polyamide - Rail and rosettes: 99 (pure white), Shower head holder: 55 (aqua blue) - Vertical rail with right-angled ends with steel mounting rosettes and shower head holder - Used in the shower and bathtub area to grip on to - Centre-to-centre 900 mm - Depth 88 mm, Clearance to the wall 55 mm, rail 33 mm in diameter, Rosettes 70 mm in diameter - Suitable for shower heads of various manufacturers - Shower head holder can be continuously tilted and, after pulling or pushing a large lever, its height can be adjusted - Conical adapter on shower head holder makes it easier to hook in the shower head - With continuous, corrosion-resistant steel core - Wall mounting with wall-specific mounting material and HEWI rosettes Article no.: HEWI 801.33.1100 | https://catalog.hewi.com/en/p/801331100 | https://catalog.hewi.com/storage/downloads/HEWI_801_33_1100_en.pdf
801.33.1101 | HEWI Rail with shower head holder | Series 801 ICONIC Shower head rail - two-colour shower head rail - Made of high gloss polyamide - Rail and rosettes: 99 (pure white), Shower head holder: 36 (coral) - Vertical rail with right-angled ends with steel mounting rosettes and shower head holder - Used in the shower and bathtub area to grip on to - Centre-to-centre 900 mm - Depth 88 mm, Clearance to the wall 55 mm, Rail 33 mm in diameter, Rosettes 70 mm in diameter - Suitable for shower heads of various manufacturers - Shower head holder can be continuously tilted and, after pulling or pushing a large lever, its height can be adjusted - Conical adapter on shower head holder makes it easier to hook in the shower head - With continuous, corrosion-resistant steel core - Wall mounting with wall-specific mounting material and HEWI rosettes Article no.: HEWI 801.33.1101 | https://catalog.hewi.com/en/p/801331101 | https://catalog.hewi.com/storage/downloads/HEWI_801_33_1101_en.pdf
801.33.1102 | HEWI Rail with shower head holder | Series 801 ICONIC Shower head rail - Three-colour shower head rail - Made of high gloss polyamide - Rail 74 (Apple green), Rosettes: 72 (may green), Shower head holder: 36 (coral) - Vertical rail with right-angled ends with steel mounting rosettes and shower head holder - Used in the shower and bathtub area to grip on to - Centre-to-centre 900 mm - Depth 88 mm, Clearance to the wall 55 mm, Rail 33 mm in diameter, Rosettes 70 mm in diameter - Suitable for shower heads of various manufacturers - Shower head holder can be continuously tilted and, after pulling or pushing a large lever, its height can be adjusted - Conical adapter on shower head holder makes it easier to hook in the shower head - With continuous, corrosion-resistant steel core - Wall mounting with wall-specific mounting material and HEWI rosettes Article no.: HEWI 801.33.1102 | https://catalog.hewi.com/en/p/801331102 | https://catalog.hewi.com/storage/downloads/HEWI_801_33_1102_en.pdf
801.33.1103 | HEWI Rail with shower head holder | Series 801 ICONIC Shower head rail - Three-colour shower head rail - Made of high gloss polyamide - Rail 55 (aqua blue), Rosettes: 50 (steel blue), Shower head holder: 74 (apple green) - Vertical rail with right-angled ends with steel mounting rosettes and shower head holder - Used in the shower and bathtub area to grip on to - Centre-to-centre 900 mm - Depth 88 mm, Clearance to the wall 55 mm, Rail 33 mm in diameter, Rosettes 70 mm in diameter - Suitable for shower heads of various manufacturers - Shower head holder can be continuously tilted and, after pulling or pushing a large lever, its height can be adjusted - Conical adapter on shower head holder makes it easier to hook in the shower head - With continuous, corrosion-resistant steel core - Wall mounting with wall-specific mounting material and HEWI rosettes Article no.: HEWI 801.33.1103 | https://catalog.hewi.com/en/p/801331103 | https://catalog.hewi.com/storage/downloads/HEWI_801_33_1103_en.pdf
801.33.11051 | HEWI Rail with shower head holder WARM TOUCH | Range 801 rail with shower head holder - made of high-quality chrome-look coated polyamide that is warm to touch - vertical rail with right-angled ends with steel fixing roses and shower head holder - used in the shower and bathtub area to grip on to - fixing spacing 900 mm - 89 mm deep, clear distance to the wall 56 mm, bar diameter 33 mm, rose diameter 70 mm - suitable for shower heads of various manufacturers - shower head holder made of high-quality polyamide in HEWI colour 98 (signal white) - shower head holder can be continuously tilted and, after pulling or pushing a large lever, its height can be adjusted - conical adapter on shower head holder makes it easier to hook in the shower head - with continuous, corrosion resistant steel core - for wall mounting with special HEWI fixing materials and roses Article no.: HEWI 801.33.11051 | https://catalog.hewi.com/en/p/8013311051 | https://catalog.hewi.com/storage/downloads/HEWI_801_33_11051_en.pdf
801.33.11054 | HEWI Rail with shower head holder WARM TOUCH | Range 801 rail with shower head holder - made of high-quality chrome-look coated polyamide that is warm to touch - vertical rail with right-angled ends with steel fixing roses and shower head holder - used in the shower and bathtub area to grip on to - fixing spacing 900 mm - 89 mm deep, clear distance to the wall 56 mm, bar diameter 33 mm, rose diameter 70 mm - suitable for shower heads of various manufacturers - shower head holder made of high-quality polyamide in HEWI colour 92 (anthracite grey) - shower head holder can be continuously tilted and, after pulling or pushing a large lever, its height can be adjusted - conical adapter on shower head holder makes it easier to hook in the shower head - with continuous, corrosion resistant steel core - for wall mounting with special HEWI fixing materials and roses Article no.: HEWI 801.33.11054 | https://catalog.hewi.com/en/p/8013311054 | https://catalog.hewi.com/storage/downloads/HEWI_801_33_11054_en.pdf
801.33.120 | HEWI Rail with shower head holder | Range 801 Rail with shower head holder - vertical rail with right-angled ends with steel fixing roses and shower head holder - centre-to-centre 1100 mm - 89 mm deep, rail diameter 33 mm, rose diameter 70 mm - suitable for shower heads of various manufacturers - shower head holder can be continuously tilted and, after pulling or pushing a large lever, its height can be adjusted - conical adapter on shower head holder makes it easier to hook in the handheld shower head - with continuous, corrosion resistant steel core - for wall mounting with special HEWI fixing materials and roses - made of high-quality polyamide according to HEWI colour chart Article no.: HEWI 801.33.120 | https://catalog.hewi.com/en/p/80133120 | https://catalog.hewi.com/storage/downloads/HEWI_801_33_120_en.pdf
801.33.12051 | HEWI Rail with shower head holder WARM TOUCH | Range 801 rail with shower head holder - made of high-quality chrome-look coated polyamide that is warm to touch - vertical rail with right-angled ends with steel fixing roses and shower head holder - used in the shower and bathtub area to grip on to - fixing spacing 1100 mm - 89 mm deep, clear distance to the wall 56 mm, bar diameter 33 mm, rose diameter 70 mm - suitable for shower heads of various manufacturers - shower head holder made of high-quality polyamide in HEWI colour 98 (signal white) - shower head holder can be continuously tilted and, after pulling or pushing a large lever, its height can be adjusted - conical adapter on shower head holder makes it easier to hook in the shower head - with continuous, corrosion resistant steel core - for wall mounting with special HEWI fixing materials and roses Article no.: HEWI 801.33.12051 | https://catalog.hewi.com/en/p/8013312051 | https://catalog.hewi.com/storage/downloads/HEWI_801_33_12051_en.pdf
801.33.12054 | HEWI Rail with shower head holder WARM TOUCH | Range 801 rail with shower head holder - made of high-quality chrome-look coated polyamide that is warm to touch - vertical rail with right-angled ends with steel fixing roses and shower head holder - used in the shower and bathtub area to grip on to - fixing spacing 1100 mm - 89 mm deep, clear distance to the wall 56 mm, bar diameter 33 mm, rose diameter 70 mm - suitable for shower heads of various manufacturers - shower head holder made of high-quality polyamide in HEWI colour 92 (anthracite grey) - shower head holder can be continuously tilted and, after pulling or pushing a large lever, its height can be adjusted - conical adapter on shower head holder makes it easier to hook in the shower head - with continuous, corrosion resistant steel core - for wall mounting with special HEWI fixing materials and roses Article no.: HEWI 801.33.12054 | https://catalog.hewi.com/en/p/8013312054 | https://catalog.hewi.com/storage/downloads/HEWI_801_33_12054_en.pdf
801.33.1S | HEWI Rail with shower head holder, special length | Range 801 Rail with shower head holder - vertical rail with right-angled ends with steel fixing roses and shower head holder - centre-to-centre made-to-measure from 600 mm to 1250 mm - 89 mm deep, rail diameter 33 mm, rose diameter 70 mm - suitable for shower heads of various manufacturers - shower head holder can be continuously tilted and, after pulling or pushing a large lever, its height can be adjusted - conical adapter on shower head holder makes it easier to hook in the handheld shower head - with continuous, corrosion resistant steel core - for wall mounting with special HEWI fixing materials and roses - made of high-quality polyamide according to HEWI colour chart Article no.: HEWI 801.33.1S | https://catalog.hewi.com/en/p/801331S | https://catalog.hewi.com/storage/downloads/HEWI_801_33_1S_en.pdf
801.33.210 | HEWI L-shaped support rail with shower head holder | Range 801 L-shaped support rail with shower head holder - vertical and horizontal bars joined to form an L shape and fitted with rose fixings and a shower head holder - vertical length 1100 mm, horizontal length 600 mm - 89 mm deep, diameter of bar 33 mm, rose diameter 70 mm - accommodates various makes of handspray - shower head holder adjustable to required angle (smooth adjusting) and height (via lever control) - conical adaptor on shower head holder facilitates accommodation of handspray - with continuous, corrosion-proof steel core - for wall mounting with special fixing material and roses from HEWI - can be mounted in left hand or right hand position - made of high-quality polyamide according to HEWI colour chart - fulfils the ÖNORM B1600/1601 and SIA 500 requirements - Please note when using with hanging seats: Compatibility check required. - A detailed list of possible combinations of hand rails, L-shaped rails and shower handrails with matching hanging seats can be found in our online catalogue in the download area of the respective product. Article no.: HEWI 801.33.210 | https://catalog.hewi.com/en/p/80133210 | https://catalog.hewi.com/storage/downloads/HEWI_801_33_210_en.pdf
801.33.2100 | HEWI L-shaped support rail with shower head holder | Series 801 ICONIC L-shaped support rail with shower head holder - Two-coloured L-shaped support rail with shower head holder - Made of high gloss polyamide - Rails and rosettes: 99 (pure white), Shower head holder: 55 (aqua blue) - Rails arranged vertically and horizontally, at right-angles fitted with steel mounting rosettes and shower head holder - Used in the shower and bathtub area to hold onto and for support - Vertical length 1100 mm, - Horizontal length 600 mm - Depth 88 mm, Clearance to the wall 55 mm, Rail 33 mm in diameter, Rosettes 70 mm in diameter - Suitable for shower heads of various manufacturers - Shower head holder can be continuously tilted and, after pulling or pushing a large lever, its height can be adjusted - Conical adapter on shower head holder makes it easier to hook in the shower head - With continuous, corrosion-resistant steel core - Wall mounting with wall-specific mounting material and HEWI rosettes - Can be mounted on the right and left side - Fulfils the ÖNORM B1600/1601 and SIA 500 requirements - Please note when using with hanging seats: Compatibility check required. - A detailed list of possible combinations of hand rails, L-shaped rails and shower handrails with matching hanging seats can be found in our online catalogue in the download area of the respective product. Article no.: HEWI 801.33.2100 | https://catalog.hewi.com/en/p/801332100 | https://catalog.hewi.com/storage/downloads/HEWI_801_33_2100_en.pdf
801.33.2101 | HEWI L-shaped support rail with shower head holder | Series 801 ICONIC L-shaped support rail with shower head holder - Two-coloured L-shaped support rail with shower head holder - Made of high gloss polyamide - Rails and rosettes: 99 (pure white), Shower head holder: 36 (coral) - Rails arranged vertically and horizontally, at right-angled rails fitted with steel fixing roses and shower head holder - Used in the shower and bathtub area to hold onto and for support - Vertical length 1100 mm, - Horizontal length 600 mm - Depth 88 mm, Clearance to the wall 55 mm, Rail 33 mm in diameter, Rosettes 70 mm in diameter - Suitable for shower heads of various manufacturers - Shower head holder can be continuously tilted and, after pulling or pushing a large lever, its height can be adjusted - Conical adapter on shower head holder makes it easier to hook in the shower head - With continuous, corrosion-resistant steel core - Wall mounting with wall-specific mounting material and HEWI rosettes - Can be mounted on the right and left side - Fulfils the ÖNORM B1600/1601 and SIA 500 requirements - Please note when using with hanging seats: Compatibility check required. - A detailed list of possible combinations of hand rails, L-shaped rails and shower handrails with matching hanging seats can be found in our online catalogue in the download area of the respective product. Article no.: HEWI 801.33.2101 | https://catalog.hewi.com/en/p/801332101 | https://catalog.hewi.com/storage/downloads/HEWI_801_33_2101_en.pdf
801.33.21051 | HEWI L-shaped support rail with shower head holder WARM TOUCH | Range 801 L-shaped support rail with shower head holder - made of high-quality chrome-look coated polyamide that is warm to touch - vertical and horizontal rails joined to form an L shape and fitted with rose fixings and a shower head holder - used in the shower and bathtub area to grip on to and for support - vertical length 1100 mm, horizontal length 600 mm - 89 mm deep, clear distance to the wall 56 mm, bar diameter 33 mm, rose diameter 70 mm - suitable for shower heads of various manufacturers - shower head holder made of high-quality polyamide in HEWI colour 98 (signal white) - shower head holder can be continuously tilted and, after pulling or pushing a large lever, its height can be adjusted - conical adapter on shower head holder makes it easier to hook in the shower head - with continuous, corrosion resistant steel core - for wall mounting with special HEWI fixing materials and roses - can be mounted in left-hand or right-hand position - fulfils the ÖNORM B1600/1601 and SIA 500 requirements - Please note when using with hanging seats: Compatibility check required. - A detailed list of possible combinations of hand rails, L-shaped rails and shower handrails with matching hanging seats can be found in our online catalogue in the download area of the respective product. Article no.: HEWI 801.33.21051 | https://catalog.hewi.com/en/p/8013321051 | https://catalog.hewi.com/storage/downloads/HEWI_801_33_21051_en.pdf
801.33.21054 | HEWI L-shaped support rail with shower head holder WARM TOUCH | Range 801 L-shaped support rail with shower head holder - made of high-quality chrome-look coated polyamide that is warm to touch - vertical and horizontal rails joined to form an L shape and fitted with rose fixings and a shower head holder - used in the shower and bathtub area to grip on to and for support - vertical length 1100 mm, horizontal length 600 mm - 89 mm deep, clear distance to the wall 56 mm, bar diameter 33 mm, rose diameter 70 mm - suitable for shower heads of various manufacturers - shower head holder made of high-quality polyamide in HEWI colour 92 (anthracite grey) - shower head holder can be continuously tilted and, after pulling or pushing a large lever, its height can be adjusted - conical adapter on shower head holder makes it easier to hook in the shower head - with continuous, corrosion resistant steel core - for wall mounting with special HEWI fixing materials and roses - can be mounted in left-hand or right-hand position - fulfils the ÖNORM B1600/1601 and SIA 500 requirements - Please note when using with hanging seats: Compatibility check required. - A detailed list of possible combinations of hand rails, L-shaped rails and shower handrails with matching hanging seats can be found in our online catalogue in the download area of the respective product. Article no.: HEWI 801.33.21054 | https://catalog.hewi.com/en/p/8013321054 | https://catalog.hewi.com/storage/downloads/HEWI_801_33_21054_en.pdf
801.33.211 | HEWI L-shaped support rail with shower head holder, handheld shower and shower hose | Angled handle with shower head holder incl. hand shower and shower hose of the 801 series consisting of: - angled handle with shower head holder - vertically and horizontally arranged bars connected at right angles with steel fixing rosettes and shower head holder - serves in the shower and bath area for holding and supporting - vertical length 1100 mm, horizontal length 600 mm - 89 mm deep, clear distance to the wall 56 mm, bar diameter 33 mm, rosette diameter 70 mm - shower head holder can be infinitely inclined and its height can be adjusted after pulling or pressing a large-surface lever - comical holder on the shower head holder makes it easy to hook in the shower head - with a continuous corrosion-protected steel core - mount to the wall with wall-specific attachment material and rosettes of HEWI - can be mounted on the left and right side - made of high-gloss polyamide in HEWI colour 99 - meets the requirements of ÖNORM B1600/1601 and SIA 500 and - 1-jet hand shower with shower hose made of synthetic material, colour white - hand shower with soft-clean anti-calving knobs - jet type: Rain - diameter shower head: 105 mm - knobs and ring made of light grey synthetic material - flow rate at 3 bar: 14 l/min - rinsable dirt collection sieve - connection thread G 1/2, connection size: DN 15 - hose length 1600 mm - kink-protected - metal rotary cone/metal knurl, chrome-plated - hand shower tested to KTW and W270 - shower hose tested to EN 1113 and KTW - Please note when using with hanging seats: Compatibility check required. - A detailed list of possible combinations of hand rails, L-shaped rails and shower handrails with matching hanging seats can be found in our online catalogue in the download area of the respective product. Article no.: HEWI 801.33.211 | https://catalog.hewi.com/en/p/80133211 | https://catalog.hewi.com/storage/downloads/HEWI_801_33_211_en.pdf
801.33.212 | HEWI L-shaped support rail with shower head holder, handheld shower and shower hose | L-shaped support rail with shower head holder incl. shower head and shower hose of the 801 range consisting of: - L-shaped support rail with shower head holder - vertically and horizontally arranged rails connected at right angles with steel mounting roses and shower head holder - serves in the shower and bath area for holding and supporting - vertical length 1100 mm, horizontal length 600 mm - 89 mm deep, clear distance to the wall 56 mm, rail diameter 33 mm, rose diameter 70 mm - shower head holder can be infinitely inclined and its height can be adjusted after pulling or pressing a large-surface lever - conical holder on the shower head holder makes it easy to hook in the shower head - with a continuous corrosion-protected steel core - mounted to the wall using wall-specific fixing material and roses from HEWI - can be mounted on the left and right side - made of high-gloss polyamide in HEWI colour 99 - meets the requirements of ÖNORM B1600/1601 and SIA 500 and - 1-jet shower head with shower hose made of synthetic material, colour white - shower head with soft-clean anti-limescale pimples - jet type: Rain - diameter shower head: 105 mm - pimples and ring made of light grey synthetic material - flow rate at 3 bar: 14 l/min - rinsable dirt collection sieve - connection thread G 1/2, connection size: DN 15 - hose length 2000 mm - kink-protected - rotary cone protects the shower hose from twisting - metal rotary cone/metal knurl, chrome-plated - shower head tested to KTW and W270 - shower hose tested to EN 1113 and KTW - Please note when using with hanging seats: Compatibility check required. - A detailed list of possible combinations of hand rails, L-shaped rails and shower handrails with matching hanging seats can be found in our online catalogue in the download area of the respective product. Article no.: HEWI 801.33.212 | https://catalog.hewi.com/en/p/80133212 | https://catalog.hewi.com/storage/downloads/HEWI_801_33_212_en.pdf
801.33.216 | HEWI L-shaped support rail with shower head holder | Range 801 L-shaped support rail with shower head holder - vertically and horizontally arranged, rails connected at right-angles with fixing roses made of synthetic material and shower head holder - vertical length 1100 mm, horizontal lengths 600 mm, 91 mm deep - bar diameter 33 mm, rose diameter 70 mm - suitable for shower heads of various manufacturers - shower head holder can be continuously tilted and, after pulling or pushing a large lever, its height can be adjusted - conical adapter on shower head holder makes it easier to hook in the handheld shower head - for wall mounting with special HEWI fixing materials and roses - can be mounted in left hand or right hand position - made of high-quality polyamide according to HEWI colour chart - with continuous core made of corrosion-proof steel and aluminium with stainless steel reinforced end bends - fulfils the ÖNORM B1600/1601 and SIA 500 requirements - Please note when using with hanging seats: Compatibility check required. - A detailed list of possible combinations of hand rails, L-shaped rails and shower handrails with matching hanging seats can be found in our online catalogue in the download area of the respective product. Article no.: HEWI 801.33.216 | https://catalog.hewi.com/en/p/80133216 | https://catalog.hewi.com/storage/downloads/HEWI_801_33_216_en.pdf
801.33.2160 | HEWI L-shaped support rail with shower head holder | Series 801 ICONIC L-shaped support rail with shower head holder - Two-coloured L-shaped support rail with shower head holder - Made of high gloss polyamide - Rails and rosettes: 99 (pure white), Shower head holder: 55 (aqua blue) - Rails arranged vertically and horizontally, at right-angled rails fitted with synthetic material fixing roses and shower head holder - Used in the shower and bathtub area to hold onto and for support - Vertical length 1100 mm, - Horizontal length 600 mm - Depth 90 mm, Clearance to the wall 57 mm, Rail 33 mm in diameter, Rosettes 70 mm in diameter - Suitable for shower heads of various manufacturers - Shower head holder can be continuously tilted and, after pulling or pushing a large lever, its height can be adjusted - Conical adapter on shower head holder makes it easier to hook in the shower head - with aluminum/steel core and stainless steel reinforced end bends - Wall mounting with wall-specific mounting material and HEWI rosettes - Can be mounted on the right and left side - Fulfils the ÖNORM B1600/1601 and SIA 500 requirements - Please note when using with hanging seats: Compatibility check required. - A detailed list of possible combinations of hand rails, L-shaped rails and shower handrails with matching hanging seats can be found in our online catalogue in the download area of the respective product. Article no.: HEWI 801.33.2160 | https://catalog.hewi.com/en/p/801332160 | https://catalog.hewi.com/storage/downloads/HEWI_801_33_2160_en.pdf
801.33.2161 | HEWI L-shaped support rail with shower head holder | Series 801 ICONIC L-shaped support rail with shower head holder - Two-coloured L-shaped support rail with shower head holder - Made of high gloss polyamide - Rails and rosettes: 99 (pure white), Shower head holder: 36 (coral) - Rails arranged vertically and horizontally, at right-angled rails fitted with synthetic material fixing roses and shower head holder - Used in the shower and bathtub area to hold onto and for support - Vertical length 1100 mm, - Horizontal length 600 mm - Depth 90 mm, Clearance to the wall 57 mm, Rail 33 mm in diameter, Rosettes 70 mm in diameter - Suitable for shower heads of various manufacturers - Shower head holder can be continuously tilted and, after pulling or pushing a large lever, its height can be adjusted - Conical adapter on shower head holder makes it easier to hook in the shower head - With aluminum/steel core and stainless steel reinforced end bends - Wall mounting with wall-specific mounting material and HEWI rosettes - Can be mounted on the right and left side - Fulfils the ÖNORM B1600/1601 and SIA 500 requirements - Please note when using with hanging seats: Compatibility check required. - A detailed list of possible combinations of hand rails, L-shaped rails and shower handrails with matching hanging seats can be found in our online catalogue in the download area of the respective product. Article no.: HEWI 801.33.2161 | https://catalog.hewi.com/en/p/801332161 | https://catalog.hewi.com/storage/downloads/HEWI_801_33_2161_en.pdf
801.33.217 | HEWI L-shaped support rail with shower head holder, handheld shower and shower hose | Angled handle with shower head holder incl. hand shower and shower hose of the 801 series consisting of: - angled handle with shower head holder - vertically and horizontally arranged bars connected at right angles with fixing rosettes made of synthetic material and shower head holder - serves in the shower and bath area for holding and supporting - vertical length 1100 mm, horizontal length 600 mm - 91 mm deep, clear distance to the wall 58 mm, bar diameter 33 mm, rosette diameter 70 mm - shower head holder can be infinitely inclined and its height can be adjusted after pulling or pressing a large-surface lever - conical holder on the shower head holder makes it easy to hook in the shower head - with a aluminium/steel core and stainless steel-reinforced end bends - mount to the wall with wall-specific attachment material and rosettes of HEWI - can be mounted on the left and right side - made of high-gloss polyamide in HEWI colour 99 - meets the requirements of ÖNORM B1600/1601 and SIA 500 and - 1-jet hand shower with shower hose made of synthetic material, colour white - hand shower with soft-clean anti-calving knobs - jet type: Rain - diameter shower head: 105 mm - knobs and ring made of light grey synthetic material - flow rate at 3 bar: 14 l/min - rinsable dirt collection sieve - connection thread G 1/2, connection size: DN 15 - hose length 1600 mm - kink-protected - metal rotary cone/metal knurl, chrome-plated - hand shower tested to KTW and W270 - shower hose tested to EN 1113 and KTW - Please note when using with hanging seats: Compatibility check required. - A detailed list of possible combinations of hand rails, L-shaped rails and shower handrails with matching hanging seats can be found in our online catalogue in the download area of the respective product. Article no.: HEWI 801.33.217 | https://catalog.hewi.com/en/p/80133217 | https://catalog.hewi.com/storage/downloads/HEWI_801_33_217_en.pdf
801.33.218 | HEWI L-shaped support rail with shower head holder, handheld shower and shower hose | L-shaped support rail with shower head holder incl. shower head and shower hose of the 801 range consisting of: - L-shaped support rail with shower head holder - vertically and horizontally arranged rails connected at right angles with fixing roses made of synthetic material and shower head holder - serves in the shower and bath area for holding and supporting - vertical length 1100 mm, horizontal length 600 mm - 91 mm deep, clear distance to the wall 58 mm, rail diameter 33 mm, rose diameter 70 mm - shower head holder can be infinitely inclined and its height can be adjusted after pulling or pressing a large-surface lever - conical holder on the shower head holder makes it easy to hook in the shower head - with a aluminium/steel core and stainless steel-reinforced end bends - mounted to the wall with wall-specific fixing material and roses from HEWI - can be mounted on the left and right side - made of high-gloss polyamide in HEWI colour 99 - meets the requirements of ÖNORM B1600/1601 and SIA 500 and - 1-jet shower head with shower hose made of synthetic material, colour white - shower head with soft-clean anti-limescale pimples - jet type: Rain - diameter shower head: 105 mm - pimples and ring made of light grey synthetic material - flow rate at 3 bar: 14 l/min - rinsable dirt collection sieve - connection thread G 1/2, connection size: DN 15 - hose length 2000 mm - kink-protected - rotary cone protects the shower hose from twisting - metal rotary cone/metal knurl, chrome-plated - shower head tested to KTW and W270 - shower hose tested to EN 1113 and KTW - Please note when using with hanging seats: Compatibility check required. - A detailed list of possible combinations of hand rails, L-shaped rails and shower handrails with matching hanging seats can be found in our online catalogue in the download area of the respective product. Article no.: HEWI 801.33.218 | https://catalog.hewi.com/en/p/80133218 | https://catalog.hewi.com/storage/downloads/HEWI_801_33_218_en.pdf
801.33.220 | HEWI L-shaped support rail with shower head holder | Range 801 L-shaped support rail with shower head holder - vertical and horizontal rails joined to form an L shape and fitted with rose fixings and a shower head holder - vertical length 1250 mm, horizontal length 600 mm - 89 mm deep, rail diameter 33 mm, rose diameter 70 mm - suitable for shower heads of various manufacturers - shower head holder can be continuously tilted and, after pulling or pushing a large lever, its height can be adjusted - conical adapter on shower head holder makes it easier to hook in the handheld shower head - for wall mounting with special HEWI fixing materials and roses - can be mounted in left hand or right hand position - made of high-quality polyamide according to HEWI colour chart - with continuous, corrosion resistant steel core - fulfils the ÖNORM B1600/1601 and SIA 500 requirements - Please note when using with hanging seats: Compatibility check required. - A detailed list of possible combinations of hand rails, L-shaped rails and shower handrails with matching hanging seats can be found in our online catalogue in the download area of the respective product. Article no.: HEWI 801.33.220 | https://catalog.hewi.com/en/p/80133220 | https://catalog.hewi.com/storage/downloads/HEWI_801_33_220_en.pdf
801.33.226 | HEWI L-shaped support rail with shower head holder | Range 801 L-shaped support rail with shower head holder - vertically and horizontally arranged, rails connected at right-angles with fixing roses made of synthetic material and shower head holder - vertical length 1250 mm, horizontal lengths 600 mm, 91 mm deep - bar diameter 33 mm, rose diameter 70 mm - suitable for shower heads of various manufacturers - shower head holder can be continuously tilted and, after pulling or pushing a large lever, its height can be adjusted - conical adapter on shower head holder makes it easier to hook in the handheld shower head - for wall mounting with special HEWI fixing materials and roses - can be mounted in left hand or right hand position - made of high-quality polyamide according to HEWI colour chart - with continuous core made of corrosion-proof steel and aluminium with stainless steel reinforced end bends - Please note when using with hanging seats: Compatibility check required. - A detailed list of possible combinations of hand rails, L-shaped rails and shower handrails with matching hanging seats can be found in our online catalogue in the download area of the respective product. Article no.: HEWI 801.33.226 | https://catalog.hewi.com/en/p/80133226 | https://catalog.hewi.com/storage/downloads/HEWI_801_33_226_en.pdf
801.33.2S | HEWI L-shaped support rail with shower head holder, special length | Range 801 L-shaped support rail with shower head holder - vertical and horizontal rails joined to form an L shape and fitted with rose fixings and a shower head holder - vertical length made-to-measure from 600 mm to 1250 mm, horizontal length made-to-measure from 300 mm to 850 mm - 89 mm deep, rail diameter 33 mm, rose diameter 70 mm - suitable for shower heads of various manufacturers - shower head holder can be continuously tilted and, after pulling or pushing a large lever, its height can be adjusted - conical adapter on shower head holder makes it easier to hook in the handheld shower head - with continuous, corrosion resistant steel core - for wall mounting with special HEWI fixing materials and roses - can be mounted in left hand or right hand position - made of high-quality polyamide according to HEWI colour chart - Please note when using with hanging seats: Compatibility check required. - A detailed list of possible combinations of hand rails, L-shaped rails and shower handrails with matching hanging seats can be found in our online catalogue in the download area of the respective product. Article no.: HEWI 801.33.2S | https://catalog.hewi.com/en/p/801332S | https://catalog.hewi.com/storage/downloads/HEWI_801_33_2S_en.pdf
801.33.8120 | HEWI Rail with shower head holder with load bearing capacity up to 300 kg | Range 801 Rail with shower head holder - vertical rail with right-angled ends with steel fixing roses and shower head holder - increased distance from wall of 101 mm, for easier and secure gripping - bar diameter 33 mm, rose diameter 70 mm - centre-to-centre 1100 mm - used in the shower and bathtub area to grip on to and for support - suitable for shower heads of various manufacturers - shower head holder can be continuously tilted and, after pulling or pushing a large lever, its height can be adjusted - conical adapter on shower head holder makes it easier to hook in the handheld shower head - with continuous, corrosion resistant steel core - for wall mounting with special HEWI fixing materials and roses - if mounted on lightweight walls, rear lining made of laminated timber boards at least 30 mm thick is required - made of high-quality polyamide according to HEWI colour chart - weight capacity 300 kg Article no.: HEWI 801.33.8120 | https://catalog.hewi.com/en/p/801338120 | https://catalog.hewi.com/storage/downloads/HEWI_801_33_8120_en.pdf
801.33.99130 | HEWI Rail with shower head holder | Rail with shower head holder (suicide-inhibiting design) - at the top end a 45° angle curved vertical rail, right-angled at the bottom, with fixing roses and shower head holder - the form of the upper curve makes it difficult to fix ropes or cords at the top - bottom fixing point should be installed on a height of 850 mm maximum - shower head holder can be tilted and adjusted in height continuously - conical adapter on shower head holder makes it easier to hook in the handheld shower head - with continuous, corrosion resistant steel core - wall mounted with fixing material - 89 mm deep, rail diameter 33 mm, roses diameter 70 mm, centre-to-centre 1250 mm - made of high-quality polyamide according to HEWI colour chart - supplied with fixing material BM211 - a rear lining is required for installation with rose fixings on lightweight walls, e.g. laminated timber boards > 20 mm thick. Article no.: HEWI 801.33.99130 | https://catalog.hewi.com/en/p/8013399130 | https://catalog.hewi.com/storage/downloads/HEWI_801_33_99130_en.pdf
801.33.991S | HEWI Rail with shower head holder, special length | Rail with shower head holder (suicide-inhibiting design) - at the top end a 45° angle curved vertical rail, right-angled at the bottom, with fixing roses and shower head holder - the form of the upper curve makes it difficult to fix ropes or cords at the top - bottom fixing point should be installed on a height of 850 mm maximum - shower head holder can be tilted and adjusted in height continuously - conical adapter on shower head holder makes it easier to hook in the handheld shower head - with continuous, corrosion resistant steel core - incl. non-corrosive HEWI fixing materials - if mounted on lightweight walls, rear lining made of laminated timber boards at least 20 mm thick is required - centre-to-centre dimension made-to-measure from 600 mm to 1250 mm, 89 mm deep, rail diameter 33 mm, rose diameter 70 mm - made of high-quality polyamide according to HEWI colour chart Article no.: HEWI 801.33.991S | https://catalog.hewi.com/en/p/80133991S | https://catalog.hewi.com/storage/downloads/HEWI_801_33_991S_en.pdf
801.33B100 | HEWI Rail with shower head holder | Range 801 Rail with shower head holder - vertical rail with right-angled ends with steel fixing roses and shower head holder - centre-to-centre 600 mm - 89 mm deep, rail diameter 33 mm, rose diameter 70 mm - suitable for shower heads of various manufacturers - shower head holder can be continuously tilted and, after pulling or pushing a large lever, its height can be adjusted - functional area of the shower head holder in high-quality, glossy polyamide - conical adapter on shower head holder makes it easier to hook in the handheld shower head - with continuous, corrosion resistant steel core - for wall mounting with special HEWI fixing materials and roses - made of high-quality matt polyamide in HEWI colours 99 (pure white), 98 (signal white), 97 (light grey), 95 (stone grey) and 92 (anthracite grey) Article no.: HEWI 801.33B100 | https://catalog.hewi.com/en/p/80133B100 | https://catalog.hewi.com/storage/downloads/HEWI_801_33B100_en.pdf
801.33B1000 | HEWI Rail with shower head holder | Series 801 ICONIC Shower head rail - Three-colour shower head rail - made of high-quality matt polyamide - Rail: 74 (apple green), Rosettes: 72 (may green), Shower head holder: 36 (coral) - Vertical rail with right-angled ends with steel mounting rosettes and shower head holder - Used in the shower and bathtub area to grip on to - Centre-to-centre 600 mm - Depth 89 mm, Clearance to the wall 56 mm, Rail 33 mm in diameter, Rosettes 70 mm in diameter - Suitable for shower heads of various manufacturers - Shower head holder can be continuously tilted and, after pulling or pushing a large lever, its height can be adjusted - Functional area of the shower head holder in high quality, gloss polyamide - Conical adapter on shower head holder makes it easier to hook in the shower head - With continuous, corrosion-resistant steel core - Wall mounting with wall-specific mounting material and HEWI rosettes Article no.: HEWI 801.33B1000 | https://catalog.hewi.com/en/p/80133B1000 | https://catalog.hewi.com/storage/downloads/HEWI_801_33B1000_en.pdf
801.33B1001 | HEWI Rail with shower head holder | Series 801 ICONIC Shower head rail - Three-colour shower head rail - made of high-quality matt polyamide - Rail: 55 (aqua blue), Rosettes: 50 (steel blue), Shower head holder: 74 (apple green) - Vertical rail with right-angled ends with steel mounting rosettes and shower head holder - Used in the shower and bathtub area to grip on to - Centre-to-centre 600 mm - Depth 89 mm, Clearance to the wall 56 mm, Rail 33 mm in diameter, Rosettes 70 mm in diameter - Suitable for shower heads of various manufacturers - Shower head holder can be continuously tilted and, after pulling or pushing a large lever, its height can be adjusted - Functional area of the shower head holder in high quality, gloss polyamide - Conical adapter on shower head holder makes it easier to hook in the shower head - With continuous, corrosion-resistant steel core - Wall mounting with wall-specific mounting material and HEWI rosettes Article no.: HEWI 801.33B1001 | https://catalog.hewi.com/en/p/80133B1001 | https://catalog.hewi.com/storage/downloads/HEWI_801_33B1001_en.pdf
801.33B110 | HEWI Rail with shower head holder | Range 801 Rail with shower head holder - vertical rail with right-angled ends with steel fixing roses and shower head holder - centre-to-centre 900 mm - 89 mm deep, rail diameter 33 mm, rose diameter 70 mm - suitable for shower heads of various manufacturers - shower head holder can be continuously tilted and, after pulling or pushing a large lever, its height can be adjusted - functional area of the shower head holder in high-quality, glossy polyamide - conical adapter on shower head holder makes it easier to hook in the handheld shower head - with continuous, corrosion resistant steel core - for wall mounting with special HEWI fixing materials and roses - made of high-quality matt polyamide in HEWI colours 99 (pure white), 98 (signal white), 97 (light grey), 95 (stone grey) and 92 (anthracite grey) Article no.: HEWI 801.33B110 | https://catalog.hewi.com/en/p/80133B110 | https://catalog.hewi.com/storage/downloads/HEWI_801_33B110_en.pdf
801.33B1100 | HEWI Rail with shower head holder | Series 801 ICONIC Shower head rail - two-colour shower head rail - made of high-quality matt polyamide - Rail and rosettes: 99 (pure white), Shower head holder: 55 (aqua blue) - Vertical rail with right-angled ends with steel mounting rosettes and shower head holder - Used in the shower and bathtub area to grip on to - Centre-to-centre 900 mm - Depth 89 mm, Clearance to the wall 56 mm, Rail 33 mm in diameter, Rosettes 70 mm in diameter - Suitable for shower heads of various manufacturers - Shower head holder can be continuously tilted and, after pulling or pushing a large lever, its height can be adjusted - Functional area of the shower head holder in high quality, gloss polyamide - Conical adapter on shower head holder makes it easier to hook in the shower head - With continuous, corrosion-resistant steel core - Wall mounting with wall-specific mounting material and HEWI rosettes Article no.: HEWI 801.33B1100 | https://catalog.hewi.com/en/p/80133B1100 | https://catalog.hewi.com/storage/downloads/HEWI_801_33B1100_en.pdf
801.33B1101 | HEWI Rail with shower head holder | Series 801 ICONIC Shower head rail - two-colour shower head rail - made of high-quality matt polyamide - Rail and rosettes: 99 (pure white), Shower head holder: 36 (coral) - Vertical rail with right-angled ends with steel mounting rosettes and shower head holder - Used in the shower and bathtub area to grip on to - Centre-to-centre 900 mm - Depth 89 mm, Clearance to the wall 56 mm, Rail 33 mm in diameter, Rosettes 70 mm in diameter - Suitable for shower heads of various manufacturers - Shower head holder can be continuously tilted and, after pulling or pushing a large lever, its height can be adjusted - Functional area of the shower head holder in high quality, gloss polyamide - Conical adapter on shower head holder makes it easier to hook in the shower head - With continuous, corrosion-resistant steel core - Wall mounting with wall-specific mounting material and HEWI rosettes Article no.: HEWI 801.33B1101 | https://catalog.hewi.com/en/p/80133B1101 | https://catalog.hewi.com/storage/downloads/HEWI_801_33B1101_en.pdf
801.33B1102 | HEWI Rail with shower head holder | Series 801 ICONIC Shower head rail - Three-colour shower head rail - made of high-quality matt polyamide - Rail 74 (apple green), Rosettes: 72 (may green), Shower head holder: 36 (coral) - Vertical rail with right-angled ends with steel mounting rosettes and shower head holder - Used in the shower and bathtub area to grip on to - Centre-to-centre 900 mm - Depth 89 mm, Clearance to the wall 56 mm, Rail 33 mm in diameter, Rosettes 70 mm in diameter - Suitable for shower heads of various manufacturers - Shower head holder can be continuously tilted and, after pulling or pushing a large lever, its height can be adjusted - Functional area of the shower head holder in high quality, gloss polyamide - Conical adapter on shower head holder makes it easier to hook in the shower head - With continuous, corrosion-resistant steel core - Wall mounting with wall-specific mounting material and HEWI rosettes Article no.: HEWI 801.33B1102 | https://catalog.hewi.com/en/p/80133B1102 | https://catalog.hewi.com/storage/downloads/HEWI_801_33B1102_en.pdf
801.33B1103 | HEWI Rail with shower head holder | Series 801 ICONIC Shower head rail - Three-colour shower head rail - made of high-quality matt polyamide - Rail 55 (aqua blue), Rosettes: 50 (steel blue), Shower head holder: 74 (apple green) - Vertical rail with right-angled ends with steel mounting rosettes and shower head holder - Used in the shower and bathtub area to grip on to - Centre-to-centre 900 mm - Depth 89 mm, Clearance to the wall 56 mm, Rail 33 mm in diameter, Rosettes 70 mm in diameter - Suitable for shower heads of various manufacturers - Shower head holder can be continuously tilted and, after pulling or pushing a large lever, its height can be adjusted - Functional area of the shower head holder in high quality, gloss polyamide - Conical adapter on shower head holder makes it easier to hook in the shower head - With continuous, corrosion-resistant steel core - Wall mounting with wall-specific mounting material and HEWI rosettes Article no.: HEWI 801.33B1103 | https://catalog.hewi.com/en/p/80133B1103 | https://catalog.hewi.com/storage/downloads/HEWI_801_33B1103_en.pdf
801.33B120 | HEWI Rail with shower head holder | Range 801 Rail with shower head holder - vertical rail with right-angled ends with steel fixing roses and shower head holder - centre-to-centre 1100 mm - 89 mm deep, rail diameter 33 mm, rose diameter 70 mm - suitable for shower heads of various manufacturers - shower head holder can be continuously tilted and, after pulling or pushing a large lever, its height can be adjusted - functional area of the shower head holder in high-quality, glossy polyamide - conical adapter on shower head holder makes it easier to hook in the handheld shower head - with continuous, corrosion resistant steel core - for wall mounting with special HEWI fixing materials and roses - made of high-quality matt polyamide in HEWI colours 99 (pure white), 98 (signal white), 97 (light grey), 95 (stone grey) and 92 (anthracite grey) Article no.: HEWI 801.33B120 | https://catalog.hewi.com/en/p/80133B120 | https://catalog.hewi.com/storage/downloads/HEWI_801_33B120_en.pdf
801.33B1S | HEWI Rail with shower head holder, special length | Range 801 Rail with shower head holder - vertical rail with right-angled ends with steel fixing roses and shower head holder - centre-to-centre made-to-measure from 600 mm to 1250 mm - 89 mm deep, rail diameter 33 mm, rose diameter 70 mm - suitable for shower heads of various manufacturers - shower head holder can be continuously tilted and, after pulling or pushing a large lever, its height can be adjusted - functional area of the shower head holder in high-quality, glossy polyamide - conical adapter on shower head holder makes it easier to hook in the handheld shower head - with continuous, corrosion resistant steel core - for wall mounting with special HEWI fixing materials and roses - made of high-quality matt polyamide in HEWI colours 99 (pure white), 98 (signal white), 97 (light grey), 95 (stone grey) and 92 (anthracite grey) Article no.: HEWI 801.33B1S | https://catalog.hewi.com/en/p/80133B1S | https://catalog.hewi.com/storage/downloads/HEWI_801_33B1S_en.pdf
801.33B210 | HEWI L-shaped support rail with shower head holder | Range 801 L-shaped support rail with shower head holder - vertical and horizontal bars joined to form an L shape and fitted with rose fixings and a shower head holder - vertical length 600 mm, horizontal length 1100 mm - 89 mm deep, diameter of bar 33 mm, rose diameter 70 mm - accommodates various makes of handspray - shower head holder adjustable to required angle (smooth adjusting) and height (via lever control) - functional area of the shower head holder in high-quality, glossy polyamide - conical adaptor on shower head holder facilitates accommodation of handspray - with continuous, corrosion-proof steel core - for wall mounting with special fixing material and roses from HEWI - can be mounted in left hand or right hand position - made of high-quality matt polyamide in HEWI colours 99 (pure white), 98 (signal white), 97 (light grey), 95 (stone grey) and 92 (anthracite grey) - fulfils the ÖNORM B1600/1601 and SIA 500 requirements - Please note when using with hanging seats: Compatibility check required. - A detailed list of possible combinations of hand rails, L-shaped rails and shower handrails with matching hanging seats can be found in our online catalogue in the download area of the respective product. Article no.: HEWI 801.33B210 | https://catalog.hewi.com/en/p/80133B210 | https://catalog.hewi.com/storage/downloads/HEWI_801_33B210_en.pdf
801.33B2100 | HEWI L-shaped support rail with shower head holder | Series 801 ICONIC L-shaped support rail with shower head holder - Two-coloured L-shaped support rail with shower head holder - Made of matt polyamide - Rails and rosettes: 99 (pure white), Shower head holder: 55 (aqua blue) - Rails arranged vertically and horizontally, at right-angled rails fitted with steel fixing roses and shower head holder - Used in the shower and bathtub area to hold onto and for support - Vertical length 1100 mm, - Horizontal length 600 mm - Depth 89 mm, Clearance to the wall 56 mm, Rail 33 mm in diameter, Rosettes 70 mm in diameter - Suitable for shower heads of various manufacturers - Shower head holder can be continuously tilted and, after pulling or pushing a large lever, its height can be adjusted - Functional area of the shower head holder in high quality, gloss polyamide - Conical adapter on shower head holder makes it easier to hook in the shower head - With continuous, corrosion-resistant steel core - Wall mounting with wall-specific mounting material and HEWI rosettes - Can be mounted on the right and left side - Fulfils the ÖNORM B1600/1601 and SIA 500 requirements - Please note when using with hanging seats: Compatibility check required. - A detailed list of possible combinations of hand rails, L-shaped rails and shower handrails with matching hanging seats can be found in our online catalogue in the download area of the respective product. Article no.: HEWI 801.33B2100 | https://catalog.hewi.com/en/p/80133B2100 | https://catalog.hewi.com/storage/downloads/HEWI_801_33B2100_en.pdf
801.33B2101 | HEWI L-shaped support rail with shower head holder | Series 801 ICONIC L-shaped support rail with shower head holder - Two-coloured L-shaped support rail with shower head holder - Made of matt polyamide - Rails and rosettes: 99 (pure white), Shower head holder: 36 (coral) - Rails arranged vertically and horizontally, at right-angled rails fitted with steel fixing roses and shower head holder - Used in the shower and bathtub area to hold onto and for support - Vertical length 1100 mm, - Horizontal length 600 mm - Depth 89 mm, Clearance to the wall 56 mm, Rail 33 mm in diameter, Rosettes 70 mm in diameter - Suitable for shower heads of various manufacturers - Shower head holder can be continuously tilted and, after pulling or pushing a large lever, its height can be adjusted - Functional area of the shower head holder in high quality, gloss polyamide - Conical adapter on shower head holder makes it easier to hook in the shower head - With continuous, corrosion-resistant steel core - Wall mounting with wall-specific mounting material and HEWI rosettes - Can be mounted on the right and left side - Fulfils the ÖNORM B1600/1601 and SIA 500 requirements - Please note when using with hanging seats: Compatibility check required. - A detailed list of possible combinations of hand rails, L-shaped rails and shower handrails with matching hanging seats can be found in our online catalogue in the download area of the respective product. Article no.: HEWI 801.33B2101 | https://catalog.hewi.com/en/p/80133B2101 | https://catalog.hewi.com/storage/downloads/HEWI_801_33B2101_en.pdf
801.33B216 | HEWI L-shaped support rail with shower head holder | Range 801 L-shaped support rail with shower head holder - vertically and horizontally arranged, rails connected at right-angles with fixing roses made of synthetic material and shower head holder - vertical length 1100 mm, horizontal lengths 600 mm, 91 mm deep - bar diameter 33 mm, rose diameter 70 mm - suitable for shower heads of various manufacturers - shower head holder can be continuously tilted and, after pulling or pushing a large lever, its height can be adjusted - conical adapter on shower head holder makes it easier to hook in the handheld shower head - for wall mounting with special HEWI fixing materials and roses - can be mounted in left hand or right hand position - made of high-quality matt polyamide in HEWI colours 99 (pure white), 98 (signal white), 97 (light grey), 95 (stone grey) and 92 (anthracite grey) - with continuous core made of corrosion-proof steel and aluminium with stainless steel reinforced end bends - fulfils the ÖNORM B1600/1601 and SIA 500 requirements - Please note when using with hanging seats: Compatibility check required. - A detailed list of possible combinations of hand rails, L-shaped rails and shower handrails with matching hanging seats can be found in our online catalogue in the download area of the respective product. Article no.: HEWI 801.33B216 | https://catalog.hewi.com/en/p/80133B216 | https://catalog.hewi.com/storage/downloads/HEWI_801_33B216_en.pdf
801.33B2160 | HEWI L-shaped support rail with shower head holder | Series 801 ICONIC L-shaped support rail with shower head holder - Two-coloured L-shaped support rail with shower head holder - Made of matt polyamide - Rails and rosettes: 99 (pure white), Shower head holder: 55 (aqua blue) - Rails arranged vertically and horizontally, at right-angled rails fitted with synthetic material fixing roses and shower head holder - Used in the shower and bathtub area to hold onto and for support - Vertical length 1100 mm, - Horizontal length 600 mm - Depth 91 mm, Clearance to the wall 58 mm, Rail 33 mm in diameter, Rosettes 70 mm in diameter - Suitable for shower heads of various manufacturers - Shower head holder can be continuously tilted and, after pulling or pushing a large lever, its height can be adjusted - Functional area of the shower head holder in high quality, gloss polyamide - Conical adapter on shower head holder makes it easier to hook in the shower head - with aluminum/steel core and stainless steel reinforced end bends - Wall mounting with wall-specific mounting material and HEWI rosettes - Can be mounted on the right and left side - Fulfils the ÖNORM B1600/1601 and SIA 500 requirements - Please note when using with hanging seats: Compatibility check required. - A detailed list of possible combinations of hand rails, L-shaped rails and shower handrails with matching hanging seats can be found in our online catalogue in the download area of the respective product. Article no.: HEWI 801.33B2160 | https://catalog.hewi.com/en/p/80133B2160 | https://catalog.hewi.com/storage/downloads/HEWI_801_33B2160_en.pdf
801.33B2161 | HEWI L-shaped support rail with shower head holder | Series 801 ICONIC L-shaped support rail with shower head holder - Two-coloured L-shaped support rail with shower head holder - Made of matt polyamide - Rails and rosettes: 99 (pure white), Shower head holder: 36 (coral) - Rails arranged vertically and horizontally, at right-angled rails fitted with synthetic material fixing roses and shower head holder - Used in the shower and bathtub area to hold onto and for support - Vertical length 1100 mm, - Horizontal length 600 mm - Depth 91 mm, Clearance to the wall 58 mm, Rail 33 mm in diameter, Rosettes 70 mm in diameter - Suitable for shower heads of various manufacturers - Shower head holder can be continuously tilted and, after pulling or pushing a large lever, its height can be adjusted - Functional area of the shower head holder in high quality, gloss polyamide - Conical adapter on shower head holder makes it easier to hook in the shower head - with aluminum/steel core and stainless steel reinforced end bends - Wall mounting with wall-specific mounting material and HEWI rosettes - Can be mounted on the right and left side - Fulfils the ÖNORM B1600/1601 and SIA 500 requirements - Please note when using with hanging seats: Compatibility check required. - A detailed list of possible combinations of hand rails, L-shaped rails and shower handrails with matching hanging seats can be found in our online catalogue in the download area of the respective product. Article no.: HEWI 801.33B2161 | https://catalog.hewi.com/en/p/80133B2161 | https://catalog.hewi.com/storage/downloads/HEWI_801_33B2161_en.pdf
801.33B220 | HEWI L-shaped support rail with shower head holder | Range 801 L-shaped support rail with shower head holder - vertical and horizontal rails joined to form an L shape and fitted with rose fixings and a shower head holder - vertical length 1250 mm, horizontal length 600 mm - 89 mm deep, rail diameter 33 mm, rose diameter 70 mm - suitable for shower heads of various manufacturers - shower head holder can be continuously tilted and, after pulling or pushing a large lever, its height can be adjusted - functional area of the shower head holder in high-quality, glossy polyamide - conical adapter on shower head holder makes it easier to hook in the handheld shower head - for wall mounting with special HEWI fixing materials and roses - can be mounted in left hand or right hand position - made of high-quality matt polyamide in HEWI colours 99 (pure white), 98 (signal white), 97 (light grey), 95 (stone grey) and 92 (anthracite grey) - with continuous, corrosion resistant steel core - fulfils the ÖNORM B1600/1601 and SIA 500 requirements - Please note when using with hanging seats: Compatibility check required. - A detailed list of possible combinations of hand rails, L-shaped rails and shower handrails with matching hanging seats can be found in our online catalogue in the download area of the respective product. Article no.: HEWI 801.33B220 | https://catalog.hewi.com/en/p/80133B220 | https://catalog.hewi.com/storage/downloads/HEWI_801_33B220_en.pdf
801.33B226 | HEWI L-shaped support rail with shower head holder | Range 801 L-shaped support rail with shower head holder - vertically and horizontally arranged, rails connected at right-angles with fixing roses made of synthetic material and shower head holder - vertical length 1250 mm, horizontal lengths 600 mm, 91 mm deep - bar diameter 33 mm, rose diameter 70 mm - suitable for shower heads of various manufacturers - shower head holder can be continuously tilted and, after pulling or pushing a large lever, its height can be adjusted - conical adapter on shower head holder makes it easier to hook in the handheld shower head - for wall mounting with special HEWI fixing materials and roses - can be mounted in left hand or right hand position - made of high-quality matt polyamide in HEWI colours 99 (pure white), 98 (signal white), 97 (light grey), 95 (stone grey) and 92 (anthracite grey) - with continuous core made of corrosion-proof steel and aluminium with stainless steel reinforced end bends - Please note when using with hanging seats: Compatibility check required. - A detailed list of possible combinations of hand rails, L-shaped rails and shower handrails with matching hanging seats can be found in our online catalogue in the download area of the respective product. Article no.: HEWI 801.33B226 | https://catalog.hewi.com/en/p/80133B226 | https://catalog.hewi.com/storage/downloads/HEWI_801_33B226_en.pdf
801.33B2S | HEWI L-shaped support rail with shower head holder, special length | Range 801 L-shaped support rail with shower head holder - vertical and horizontal rails joined to form an L shape and fitted with rose fixings and a shower head holder - vertical length made-to-measure from 600 mm to 1250 mm, horizontal length made-to-measure from 300 mm to 850 mm - 89 mm deep, rail diameter 33 mm, rose diameter 70 mm - suitable for shower heads of various manufacturers - shower head holder can be continuously tilted and, after pulling or pushing a large lever, its height can be adjusted - functional area of the shower head holder in high-quality, glossy polyamide - conical adapter on shower head holder makes it easier to hook in the handheld shower head - with continuous, corrosion resistant steel core - for wall mounting with special HEWI fixing materials and roses - can be mounted in left hand or right hand position - made of high-quality matt polyamide in HEWI colours 99 (pure white), 98 (signal white), 97 (light grey), 95 (stone grey) and 92 (anthracite grey) - Please note when using with hanging seats: Compatibility check required. - A detailed list of possible combinations of hand rails, L-shaped rails and shower handrails with matching hanging seats can be found in our online catalogue in the download area of the respective product. Article no.: HEWI 801.33B2S | https://catalog.hewi.com/en/p/80133B2S | https://catalog.hewi.com/storage/downloads/HEWI_801_33B2S_en.pdf
801.33BUS100 | HEWI Grab bar with shower head holder (ADA) | Rail with shower head holder (USA) from Range 801 - vertical rail curved at right-angles at the ends with fixing roses and shower head holder - suitable for handheld shower heads from various manufacturers - shower head holder can be tilted continuously and its height can be adjusted by pulling or pushing a broad lever - functional area of the shower head holder in high-quality, glossy polyamide - cone-shaped insert on the shower head holder makes it easier to mount the handheld shower head - with corrosion-protected steel core throughout - wall mounting with wall-specific fixing material and roses from HEWI - c to c 24 inch (610 mm) - 2 3/4 inch (70 mm) deep, rail diameter 1 5/16 inch (33 mm), rose diameter 2 3/4 inch (70 mm) - maximum loading capacity 330 lbs (150 kg) - made of high-quality matt polyamide in HEWI colours 99 (pure white), 95 (stone grey) and 92 (anthracite grey) - meets the requirements of 2010 ADA standards and ICC/ANSI A117.1-2017 Article no.: HEWI 801.33BUS100 | https://catalog.hewi.com/en/p/80133BUS100 | https://catalog.hewi.com/storage/downloads/HEWI_801_33BUS100_en.pdf
801.33BUS200 | HEWI L-shaped grab bar with shower head holder (ADA) | L-shaped support rail with shower head holder (USA) from Range 801 - can be mounted on the right and left side - positioned horizontally and vertically, rails connected at a right angle with steel fixing roses and shower head holder - for holding onto and as a support in the shower and bathtub - suitable for handheld shower heads from various manufacturers - shower head holder can be tilted continuously and its height can be adjusted by pulling or pushing a broad lever - cone-shaped insert on the shower head holder makes it easier to mount the handheld shower head - with corrosion-protected steel core throughout - wall mounting with wall-specific fixing material and roses from HEWI - horizontal length 18 inch (457 mm), vertical length 36 inch (915 mm), 2 3/4 inch (70 mm) deep - rail diameter 1 5/16 inch (33 mm), rose diameter 2 3/4 inch (70 mm) - maximum loading capacity 330 lbs (150 kg) - made of high-quality matt polyamide in HEWI colours 99 (pure white), 95 (stone grey) and 92 (anthracite grey) - meets the requirements of 2010 ADA standards and ICC/ANSI A117.1-2017 Article no.: HEWI 801.33BUS200 | https://catalog.hewi.com/en/p/80133BUS200 | https://catalog.hewi.com/storage/downloads/HEWI_801_33BUS200_en.pdf
801.33D100 | HEWI active+ Rail with shower head holder | Range 801 Rail with shower head holder - vertical rail with right-angled ends with steel fixing roses and shower head holder - centre-to-centre 600 mm - 89 mm deep, rail diameter 33 mm, rose diameter 70 mm - suitable for shower heads of various manufacturers - shower head holder can be continuously tilted and, after pulling or pushing a large lever, its height can be adjusted - conical adapter on shower head holder makes it easier to hook in the handheld shower head - with continuous, corrosion resistant steel core - for wall mounting with special HEWI fixing materials and roses - made of high-quality polyamide in HEWI colour 98 (signal white), with active antimicrobial microsilver Article no.: HEWI 801.33D100 | https://catalog.hewi.com/en/p/80133D100 | https://catalog.hewi.com/storage/downloads/HEWI_801_33D100_en.pdf
801.33D110 | HEWI active+ Rail with shower head holder | Range 801 Rail with shower head holder - vertical rail with right-angled ends with steel fixing roses and shower head holder - centre-to-centre 900 mm - 89 mm deep, rail diameter 33 mm, rose diameter 70 mm - suitable for shower heads of various manufacturers - shower head holder can be continuously tilted and, after pulling or pushing a large lever, its height can be adjusted - conical adapter on shower head holder makes it easier to hook in the handheld shower head - with continuous, corrosion resistant steel core - for wall mounting with special HEWI fixing materials and roses - made of high-quality polyamide in HEWI colour 98 (signal white), with active antimicrobial microsilver Article no.: HEWI 801.33D110 | https://catalog.hewi.com/en/p/80133D110 | https://catalog.hewi.com/storage/downloads/HEWI_801_33D110_en.pdf
801.33D120 | HEWI active+ Rail with shower head holder | Range 801 Rail with shower head holder - vertical rail with right-angled ends with steel fixing roses and shower head holder - centre-to-centre 1100 mm - 89 mm deep, rail diameter 33 mm, rose diameter 70 mm - suitable for shower heads of various manufacturers - shower head holder can be continuously tilted and, after pulling or pushing a large lever, its height can be adjusted - conical adapter on shower head holder makes it easier to hook in the handheld shower head - with continuous, corrosion resistant steel core - for wall mounting with special HEWI fixing materials and roses - made of high-quality polyamide in HEWI colour 98 (signal white), with active antimicrobial microsilver Article no.: HEWI 801.33D120 | https://catalog.hewi.com/en/p/80133D120 | https://catalog.hewi.com/storage/downloads/HEWI_801_33D120_en.pdf
801.33D1S | HEWI active+ Rail with shower head holder, special length | Range 801 Rail with shower head holder - vertical rail with right-angled ends with steel fixing roses and shower head holder - centre-to-centre made-to-measure from 600 mm to 1250 mm - 89 mm deep, rail diameter 33 mm, rose diameter 70 mm - suitable for shower heads of various manufacturers - shower head holder can be continuously tilted and, after pulling or pushing a large lever, its height can be adjusted - conical adapter on shower head holder makes it easier to hook in the handheld shower head - with continuous, corrosion resistant steel core - for wall mounting with special HEWI fixing materials and roses - made of high-quality polyamide in HEWI colour 98 (signal white), with active antimicrobial microsilver Article no.: HEWI 801.33D1S | https://catalog.hewi.com/en/p/80133D1S | https://catalog.hewi.com/storage/downloads/HEWI_801_33D1S_en.pdf
801.33D210 | HEWI active+ L-shaped support rail with shower head holder | Range 801 L-shaped support rail with shower head holder - vertical and horizontal rails joined to form an L shape and fitted with rose fixings and a shower head holder - vertical length 1100 mm, horizontal length 600 mm - 89 mm deep, rail diameter 33 mm, rose diameter 70 mm - suitable for shower heads of various manufacturers - shower head holder can be continuously tilted and, after pulling or pushing a large lever, its height can be adjusted - conical adapter on shower head holder makes it easier to hook in the handheld shower head - with continuous, corrosion resistant steel core - for wall mounting with special HEWI fixing materials and roses - can be mounted in left hand or right hand position - made of high-quality polyamide in HEWI colour 98 (signal white), with active antimicrobial microsilver - fulfils the ÖNORM B1600/1601 and SIA 500 requirements - Please note when using with hanging seats: Compatibility check required. - A detailed list of possible combinations of hand rails, L-shaped rails and shower handrails with matching hanging seats can be found in our online catalogue in the download area of the respective product. Article no.: HEWI 801.33D210 | https://catalog.hewi.com/en/p/80133D210 | https://catalog.hewi.com/storage/downloads/HEWI_801_33D210_en.pdf
801.33D220 | HEWI active+ L-shaped support rail with shower head holder | Range 801 L-shaped support rail with shower head holder - vertical and horizontal rails joined to form an L shape and fitted with rose fixings and a shower head holder - vertical length 1250 mm, horizontal length 600 mm - 89 mm deep, rail diameter 33 mm, rose diameter 70 mm - suitable for shower heads of various manufacturers - shower head holder can be continuously tilted and, after pulling or pushing a large lever, its height can be adjusted - conical adapter on shower head holder makes it easier to hook in the handheld shower head - for wall mounting with special HEWI fixing materials and roses - can be mounted in left hand or right hand position - made of high-quality polyamide in HEWI colour 98 (signal white), with active antimicrobial microsilver - with continuous, corrosion resistant steel core - fulfils the ÖNORM B1600/1601 and SIA 500 requirements - Please note when using with hanging seats: Compatibility check required. - A detailed list of possible combinations of hand rails, L-shaped rails and shower handrails with matching hanging seats can be found in our online catalogue in the download area of the respective product. Article no.: HEWI 801.33D220 | https://catalog.hewi.com/en/p/80133D220 | https://catalog.hewi.com/storage/downloads/HEWI_801_33D220_en.pdf
801.33D2S | HEWI active+ L-shaped support rail with shower head holder, special length | Range 801 L-shaped support rail with shower head holder - vertical and horizontal rails joined to form an L shape and fitted with rose fixings and a shower head holder - vertical length made-to-measure from 600 mm to 1250 mm, horizontal length made-to-measure from 300 mm to 850 mm - 89 mm deep, rail diameter 33 mm, rose diameter 70 mm - suitable for shower heads of various manufacturers - shower head holder can be continuously tilted and, after pulling or pushing a large lever, its height can be adjusted - conical adapter on shower head holder makes it easier to hook in the handheld shower head - with continuous, corrosion resistant steel core - for wall mounting with special HEWI fixing materials and roses - can be mounted in left hand or right hand position - made of high-quality polyamide in HEWI colour 98 (signal white), with active antimicrobial microsilver - Please note when using with hanging seats: Compatibility check required. - A detailed list of possible combinations of hand rails, L-shaped rails and shower handrails with matching hanging seats can be found in our online catalogue in the download area of the respective product. Article no.: HEWI 801.33D2S | https://catalog.hewi.com/en/p/80133D2S | https://catalog.hewi.com/storage/downloads/HEWI_801_33D2S_en.pdf
801.33US100 | HEWI Grab bar with shower head holder (ADA) | Rail with shower head holder (USA) from Range 801 - vertical rail curved at right-angles at the ends with fixing roses and shower head holder - suitable for handheld shower heads from various manufacturers - shower head holder can be tilted continuously and its height can be adjusted by pulling or pushing a broad lever - cone-shaped insert on the shower head holder makes it easier to mount the handheld shower head - with corrosion-protected steel core throughout - wall mounting with wall-specific fixing material and roses from HEWI - c to c 24 inch (610 mm) - 2 3/4 inch (70 mm) deep, rail diameter 1 5/16 inch (33 mm), rose diameter 2 3/4 inch (70 mm) - maximum loading capacity 330 lbs (150 kg) - made from high-grade synthetic material in the HEWI colors 99 (pure white), 95 (stone gray), 92 (anthracite gray), 90 (jet black), 86 (sand), 84 (umber) and 33 (ruby red) - meets the requirements of 2010 ADA standards and ICC/ANSI A117.1-2017 Article no.: HEWI 801.33US100 | https://catalog.hewi.com/en/p/80133US100 | https://catalog.hewi.com/storage/downloads/HEWI_801_33US100_en.pdf
801.33US200 | HEWI L-shaped grab bar with shower head holder (ADA) | L-shaped support rail with shower head holder (USA) from Range 801 - can be mounted on the right and left side - positioned horizontally and vertically, rails connected at a right angle with steel fixing roses and shower head holder - for holding onto and as a support in the shower and bathtub - suitable for handheld shower heads from various manufacturers - shower head holder can be tilted continuously and its height can be adjusted by pulling or pushing a broad lever - cone-shaped insert on the shower head holder makes it easier to mount the handheld shower head - with corrosion-protected steel core throughout - wall mounting with wall-specific fixing material and roses from HEWI - horizontal length 18 inch (457 mm), vertical length 36 inch (915 mm), 2 3/4 inch (70 mm) deep - rail diameter 1 5/16 inch (33 mm), rose diameter 2 3/4 inch (70 mm) - maximum loading capacity 330 lbs (150 kg) - made from high-grade synthetic material in the HEWI colors 99 (pure white), 95 (stone gray), 92 (anthracite gray), 90 (jet black), 86 (sand), 84 (umber) and 33 (ruby red) - meets the requirements of 2010 ADA standards and ICC/ANSI A117.1-2017 Article no.: HEWI 801.33US200 | https://catalog.hewi.com/en/p/80133US200 | https://catalog.hewi.com/storage/downloads/HEWI_801_33US200_en.pdf
801.33USE02 | HEWI Shower head holder (USA) | Shower head holder (USA) from Range 801 - for rails with shower head holder, L-shaped support rail with shower head holder and shower & bathtub hand rails from Range 801 (USA) - shower head holder with cone-shaped intake (left) for shower hose and handheld shower head - suitable for handheld shower heads from various manufacturers - shower head holder can be tilted and its height can be adjusted by pulling or pushing a lever - cone-shaped insert makes it easier to mount the handheld shower head - 4 1/4 inch (108 mm) high, 4 1/8 inch (104 mm) wide - made from high-grade synthetic material in the HEWI colors 99 (pure white), 95 (stone gray), 92 (anthracite gray), 90 (jet black), 86 (sand), 84 (umber) and 33 (ruby red) - with high contrast (white or black) marked shower head holder Article no.: HEWI 801.33USE02 | https://catalog.hewi.com/en/p/80133USE02 | https://catalog.hewi.com/storage/downloads/HEWI_801_33USE02_en.pdf
801.34.01001 | HEWI active+ Shower curtain, special dimensions | Shower / cubicle curtain - with hemmed sides and stainless steel eyelets - white/silver pattern - with stainless steel rolled hem at the bottom and punched stainless steel eyelets at the top suitable for HEWI curtain rings - washable at 40°C and disinfectable at 60°C - shower proof - antistatic - special mould and mildew stain resistant finish - with antimicrobial finish based on silver - made-to-measure, curtain width (F) 700 - 5000 mm at a curtain height (H) 1601 - 2200 mm - made of 100% Trevira CS, fire retardant to DIN 4102/B1 Article no.: HEWI 801.34.01001 | https://catalog.hewi.com/en/p/8013401001 | https://catalog.hewi.com/storage/downloads/HEWI_801_34_01001_en.pdf
801.34.01034 | HEWI Shower curtain, special dimensions | Shower / cubicle curtain - with hemmed sides and stainless steel eyelets - plain white pattern - with stainless steel rolled hem at the bottom and punched stainless steel eyelets at the top suitable for HEWI curtain rings - washable at 40°C and disinfectable at 60°C - shower proof - antistatic - special mould and mildew stain resistant finish - Teflon equipped for better durability - made-to-measure, curtain width (F) 700 - 5000 mm at a curtain height (H) 1601 - 2200 mm or curtain width (F) 700 - 2000 mm at a curtain height (H) 2201 - 2400 mm - made of 100% Polyester Article no.: HEWI 801.34.01034 | https://catalog.hewi.com/en/p/8013401034 | https://catalog.hewi.com/storage/downloads/HEWI_801_34_01034_en.pdf
801.34.01038 | HEWI active+ Shower curtain, special dimensions | Shower / cubicle curtain - with hemmed sides and stainless steel eyelets - Decor squares umber/sand - with stainless steel rolled hem at the bottom and punched stainless steel eyelets at the top suitable for HEWI curtain rings - washable at 40°C and disinfectable at 60°C - shower proof - antistatic - special mould and mildew stain resistant finish - with antimicrobial finish based on silver - made-to-measure, curtain width (F) 700 - 5000 mm at a curtain height (H) 1601 - 2200 mm or curtain width (F) 700 - 2000 mm at a curtain height (H) 2201 - 2400 mm - made of 100% Trevira CS, fire retardant to DIN 4102/B1 Article no.: HEWI 801.34.01038 | https://catalog.hewi.com/en/p/8013401038 | https://catalog.hewi.com/storage/downloads/HEWI_801_34_01038_en.pdf
801.34.019 | HEWI Ceiling support | Range 801 Ceiling support - rail made of synthetic material, with fixing rose - for mounting shower curtain rails - with aluminium core - fixed on ceiling with rose - length adjustable by 10 mm - 300 mm long, rail diameter 33 mm - made of high-quality polyamide according to HEWI colour chart - supplied with fixing material BM214 Article no.: HEWI 801.34.019 | https://catalog.hewi.com/en/p/80134019 | https://catalog.hewi.com/storage/downloads/HEWI_801_34_019_en.pdf
801.34.01S | HEWI Ceiling support | Range 801 Ceiling support - rail made of synthetic material, with fixing rose - for mounting shower curtain rails - with aluminium core - fixed on ceiling with rose - length adjustable by 10 mm - length made-to-measure, 85 mm to 299 mm maximum, rail diameter 33 mm - made of high-quality polyamide according to HEWI colour chart - supplied with fixing material BM210 Article no.: HEWI 801.34.01S | https://catalog.hewi.com/en/p/8013401S | https://catalog.hewi.com/storage/downloads/HEWI_801_34_01S_en.pdf
801.34.020 | HEWI Ceiling support | Range 801 Ceiling support - rail made of synthetic material, with fixing rose - for mounting shower curtain rails - with aluminium core - fixing on the ceiling with rose - length adjustable by 10 mm and can be shortened at rose by max. 100 mm - 400 mm long, rail diameter 33 mm - made of high-quality polyamide according to HEWI colour chart - supplied with fixing material BM214 Article no.: HEWI 801.34.020 | https://catalog.hewi.com/en/p/80134020 | https://catalog.hewi.com/storage/downloads/HEWI_801_34_020_en.pdf
801.34.021 | HEWI Ceiling support | Range 801 Ceiling support - rail made of synthetic material, with fixing rose - for mounting shower curtain rails - with aluminium core - fixed on ceiling with rose - length adjustable by 10 mm and can be shortened at rose by max. 100 mm - 500 mm long, rail diameter 33 mm - made of high-quality polyamide according to HEWI colour chart Article no.: HEWI 801.34.021 | https://catalog.hewi.com/en/p/80134021 | https://catalog.hewi.com/storage/downloads/HEWI_801_34_021_en.pdf
801.34.022 | HEWI Ceiling support | Range 801 Ceiling support - rail made of synthetic material, with fixing rose - for mounting shower curtain rails - with aluminium core - fixed on ceiling with rose - length adjustable by 10 mm and can be shortened at rose by max. 100 mm - 600 mm long, rail diameter 33 mm - made of high-quality polyamide according to HEWI colour chart Article no.: HEWI 801.34.022 | https://catalog.hewi.com/en/p/80134022 | https://catalog.hewi.com/storage/downloads/HEWI_801_34_022_en.pdf
801.34.02S | HEWI Ceiling support | Range 801 Ceiling support - rail made of synthetic material, with fixing rose - for mounting shower curtain rails - with aluminium core - fixed on ceiling with rose - length adjustable by 10 mm and can be shortened at rose by max. 100 mm - length made-to-measure, 301 to 1500 mm maximum, rail diameter 33 mm - made of high-quality polyamide according to HEWI colour chart - supplied with fixing material BM214 Article no.: HEWI 801.34.02S | https://catalog.hewi.com/en/p/8013402S | https://catalog.hewi.com/storage/downloads/HEWI_801_34_02S_en.pdf
801.34.03S | HEWI Ceiling support | Ceiling hanger from Range 801 - rail made of synthetic material with cover rose - serves to fix curtain rails to suspended ceilings - with aluminium core - fixing directly to threaded rod M8 provided by customer - length made to measure 150 to max. 1500 mm, rail diameter 33 mm - made of high-gloss polyamide according to HEWI colour chart - fixing material BM214 included in scope of delivery Article no.: HEWI 801.34.03S | https://catalog.hewi.com/en/p/8013403S | https://catalog.hewi.com/storage/downloads/HEWI_801_34_03S_en.pdf
801.34.100 | HEWI Shower curtain rail | Range 801 Shower curtain rail - horizontal rails joined to form a right angle and fitted with curtain rings - for installing a shower curtain - with aluminium core - fixing with roses to wall and ceiling, ceiling support required - with 20 curtain rings - for shower tray 1000 x 1000 mm (centre-to-centre 983 x 983 mm), rail diameter 33 mm, rose diameter 70 mm - length at rose ends can be shortened on site up to 220 mm - made of high-quality polyamide according to HEWI colour chart Article no.: HEWI 801.34.100 | https://catalog.hewi.com/en/p/80134100 | https://catalog.hewi.com/storage/downloads/HEWI_801_34_100_en.pdf
801.34.1061 | HEWI Shower curtain rail with ceiling support | Range 801 Shower curtain rail with ceiling support - vertically and horizontally arranged rails connected at right-angles, with curtain rings - for installing a shower curtain - mounted on the wall and ceiling using non-corrosive HEWI fixing materials and roses - curtain rail for shower tray 1000 x 1000 mm, centre-to-centre dimension 983 x 983 mm, can be shortened at the ends on site to 220 mm minimum - ceiling support 500 mm long, length can be adjusted by 10 mm and can be shortened at the rose by a maximum of 100 mm - rail diameter 33 mm - with 20 curtain rings - made of high-quality polyamide according to HEWI colour chart - with aluminium core Article no.: HEWI 801.34.1061 | https://catalog.hewi.com/en/p/801341061 | https://catalog.hewi.com/storage/downloads/HEWI_801_34_1061_en.pdf
801.34.1062 | HEWI Shower curtain rail with ceiling support and shower curtain | Range 801 Shower curtain rail with ceiling support and shower curtain - vertically and horizontally arranged rails connected at right-angles, with curtain rings and shower curtain - mounted on the wall and ceiling using non-corrosive HEWI fixing materials and roses - curtain rail for shower tray 1000 x 1000 mm, centre-to-centre dimension 983 x 983 mm, can be shortened at the ends on site to 220 mm minimum - ceiling support 500 mm long, length can be adjusted by 10 mm and can be shortened at the rose by a maximum of 100 mm - rail diameter 33 mm - with 20 curtain rings - made of high-quality polyamide according to HEWI colour chart - with aluminium core - shower curtain made of 100% Polyester, with stainless steel rolled hem at the bottom and punched stainless steel eyelets at the top, shower-proof, washable at 30°C - curtain width 3000 mm, curtain height 2000 mm Article no.: HEWI 801.34.1062 | https://catalog.hewi.com/en/p/801341062 | https://catalog.hewi.com/storage/downloads/HEWI_801_34_1062_en.pdf
801.34.110 | HEWI Shower curtain rail | Range 801 Shower curtain rail - horizontal rails joined to form a right angle and fitted with curtain rings - for installing a shower curtain - with aluminium core - fixing with roses to wall and ceiling, ceiling support required - with 24 curtain rings - for shower tray 1200 x 1200 mm (centre-to-centre 1183 x 1183 mm), rail diameter 33 mm, rose diameter 70 mm - the rose ends can be shortened up to 220 mm on site - made of high-quality polyamide according to HEWI colour chart Article no.: HEWI 801.34.110 | https://catalog.hewi.com/en/p/80134110 | https://catalog.hewi.com/storage/downloads/HEWI_801_34_110_en.pdf
801.34.1161 | HEWI Shower curtain rail with ceiling support | Range 801 Shower curtain rail with ceiling support - vertically and horizontally arranged rails connected at right-angles, with curtain rings - for installing a shower curtain - mounted on the wall and ceiling using non-corrosive HEWI fixing materials and roses - curtain rail for shower tray 1200 x 1200 mm, centre-to-centre dimension 1183 x 1183 mm, can be shortened at the ends on site to 220 mm minimum - ceiling support 500 mm long, length can be adjusted by 10 mm and can be shortened at the rose by a maximum of 100 mm - rail diameter 33 mm - with 24 curtain rings - made of high-quality polyamide according to HEWI colour chart - with aluminium core Article no.: HEWI 801.34.1161 | https://catalog.hewi.com/en/p/801341161 | https://catalog.hewi.com/storage/downloads/HEWI_801_34_1161_en.pdf
801.34.1162 | HEWI Shower curtain rail with ceiling support and shower curtain | Range 801 Shower curtain rail with ceiling support and shower curtain - vertically and horizontally arranged rails connected at right-angles, with curtain rings and shower curtain - mounted on the wall and ceiling using non-corrosive HEWI fixing materials and roses - curtain rail for shower tray 1200 x 1200 mm, centre-to-centre dimension 1183 x 1183 mm, can be shortened at the ends on site to 220 mm minimum - ceiling support 500 mm long, length can be adjusted by 10 mm and can be shortened at the rose by a maximum of 100 mm - rail diameter 33 mm - with 24 curtain rings - made of high-quality polyamide according to HEWI colour chart - with aluminium core - shower curtain made of 100% Polyester, with stainless steel rolled hem at the bottom and punched stainless steel eyelets at the top, shower-proof, washable at 30°C - curtain width 3500 mm, curtain height 2000 mm Article no.: HEWI 801.34.1162 | https://catalog.hewi.com/en/p/801341162 | https://catalog.hewi.com/storage/downloads/HEWI_801_34_1162_en.pdf
801.34.120 | HEWI Shower curtain rail | Range 801 Shower curtain rail - horizontal rails joined to form a right angle and fitted with curtain rings - for installing a shower curtain - with aluminium core - fixing with roses to wall and ceiling, ceiling support required - with 28 curtain rings - for shower tray 1500 x 1500 mm (centre-to-centre 1483 x 1483 mm), rail diameter 33 mm, rose diameter 70 mm - the rose ends can be shortened up to 220 mm on site - made of high-quality polyamide according to HEWI colour chart Article no.: HEWI 801.34.120 | https://catalog.hewi.com/en/p/80134120 | https://catalog.hewi.com/storage/downloads/HEWI_801_34_120_en.pdf
801.34.1261 | HEWI Shower curtain rail with ceiling support | Range 801 Shower curtain rail with ceiling support - vertically and horizontally arranged rails connected at right-angles, with curtain rings - for installing a shower curtain - mounted on the wall and ceiling using non-corrosive HEWI fixing materials and roses - curtain rail for shower tray 1500 x 1500 mm, centre-to-centre dimension 1483 x 1483 mm, can be shortened at the ends on site to 220 mm minimum - ceiling support 500 mm long, length can be adjusted by 10 mm and can be shortened at the rose by a maximum of 100 mm - rail diameter 33 mm - with 28 curtain rings - made of high-quality polyamide according to HEWI colour chart - with aluminium core Article no.: HEWI 801.34.1261 | https://catalog.hewi.com/en/p/801341261 | https://catalog.hewi.com/storage/downloads/HEWI_801_34_1261_en.pdf
801.34.130 | HEWI Shower curtain rail | Range 801 Shower curtain rail - horizontal rails joined to form a right angle and fitted with curtain rings - for installing a shower curtain - with aluminium core - fixing with roses to wall and ceiling, ceiling support required - can be shortened at the ends by 200 mm on site - with 16 curtain rings - for shower tray 800 x 800 mm (centre-to-centre 783 x 783 mm), rail diameter 33 mm, rose diameter 70 mm - made of high-quality polyamide according to HEWI colour chart Article no.: HEWI 801.34.130 | https://catalog.hewi.com/en/p/80134130 | https://catalog.hewi.com/storage/downloads/HEWI_801_34_130_en.pdf
801.34.140 | HEWI Shower curtain rail | Range 801 Shower curtain rail - horizontal rails joined to form a right angle and fitted with curtain rings - for installing a shower curtain - with aluminium core - fixing with roses to wall and ceiling, ceiling support required - can be shortened at the ends by 220 mm on site - with 18 curtain rings - for shower tray 900 x 900 mm (centre-to-centre 883 x 883 mm), rail diameter 33 mm, rose diameter 70 mm - made of high-quality polyamide according to HEWI colour chart Article no.: HEWI 801.34.140 | https://catalog.hewi.com/en/p/80134140 | https://catalog.hewi.com/storage/downloads/HEWI_801_34_140_en.pdf
801.34.1461 | HEWI Shower curtain rail with ceiling support | Range 801 Shower curtain rail with ceiling support - vertically and horizontally arranged rails connected at right-angles, with curtain rings - for installing a shower curtain - mounted on the wall and ceiling using non-corrosive HEWI fixing materials and roses - curtain rail for shower tray 900 x 900 mm, centre-to-centre dimension 883 x 883 mm, can be shortened at the ends on site to 220 mm minimum - ceiling support 500 mm long, length can be adjusted by 10 mm and can be shortened at the rose by a maximum of 100 mm - rail diameter 33 mm - with 18 curtain rings - made of high-quality polyamide according to HEWI colour chart - with aluminium core Article no.: HEWI 801.34.1461 | https://catalog.hewi.com/en/p/801341461 | https://catalog.hewi.com/storage/downloads/HEWI_801_34_1461_en.pdf
801.34.1462 | HEWI Shower curtain rail with ceiling support and shower curtain | Range 801 Shower curtain rail with ceiling support and shower curtain - vertically and horizontally arranged rails connected at right-angles, with curtain rings and shower curtain - mounted on the wall and ceiling using non-corrosive HEWI fixing materials and roses - curtain rail for shower tray 900 x 900 mm, centre-to-centre dimension 883 x 883 mm, can be shortened at the ends on site to 220 mm minimum - ceiling support 500 mm long, length can be adjusted by 10 mm and can be shortened at the rose by a maximum of 100 mm - rail diameter 33 mm - with 18 curtain rings - made of high-quality polyamide according to HEWI colour chart - with aluminium core - shower curtain made of 100% Polyester, with stainless steel rolled hem at the bottom and punched stainless steel eyelets at the top, shower-proof, washable at 30°C - curtain width 2500 mm, curtain height 2000 mm Article no.: HEWI 801.34.1462 | https://catalog.hewi.com/en/p/801341462 | https://catalog.hewi.com/storage/downloads/HEWI_801_34_1462_en.pdf
801.34.14S | HEWI Shower curtain rail, special length | Range 801 shower curtain rail, with additional preparation for ceiling suspension on the legs - horizontally arranged rails connected at a right-angle, with curtain rings - used to hang a shower curtain - with aluminium core - fixing onto wall and ceiling with roses, ceiling supports required - with an appropriate number of curtain rings - leg lengths A1/A2 made-to-measure from 220 mm to 3383 mm, rail diameter 33 mm, rose diameter 70 mm - with preparation for ceiling suspension in the bend and additionally on one or both legs A1/A2 - leg length A1/A2 1984 mm or longer always requires an additional ceiling suspension on the legs, this is optional up to a length of 1983 mm - the distance between the wall and preparation of the ceiling suspension X1/X2 is at least 371 mm. The distance to the connecting bend must be at least 211 mm - made of high-quality polyamide according to HEWI colour chart Article no.: HEWI 801.34.14S | https://catalog.hewi.com/en/p/8013414S | https://catalog.hewi.com/storage/downloads/HEWI_801_34_14S_en.pdf
801.34.1S | HEWI Shower curtain rail, special length | Range 801 Shower curtain rail - horizontal rails joined to form a right angle and fitted with curtain rings - for installing a shower curtain - with aluminium core - fixing with roses to wall and ceiling, ceiling support required - with a corresponding number of curtain rings - made-to-measure length from 220 mm to 1983 mm, rail diameter 33 mm, rose diameter 70 mm - with preparation for ceiling suspension in the arch - made of high-quality polyamide according to HEWI colour chart Article no.: HEWI 801.34.1S | https://catalog.hewi.com/en/p/801341S | https://catalog.hewi.com/storage/downloads/HEWI_801_34_1S_en.pdf
801.34.300 | HEWI Shower curtain rail | Range 801 Shower curtain rail - horizontally arranged rails connected at right-angles in U-shape, with curtain rings - for installing a shower curtain - with aluminium core - fixing with roses to wall and ceiling, ceiling support required, max. 600 mm long - can be shortened at the ends on site - with 28 curtain rings - 1000 x 1000 x 1000 mm long, rail diameter 33 mm, rose diameter 70 mm - made of high-quality polyamide according to HEWI colour chart Article no.: HEWI 801.34.300 | https://catalog.hewi.com/en/p/80134300 | https://catalog.hewi.com/storage/downloads/HEWI_801_34_300_en.pdf
801.34.310 | HEWI Shower curtain rail | Range 801 Shower curtain rail - horizontally arranged rails connected at right-angles in U-shape, with curtain rings - for installing a shower curtain - with aluminium core - fixing with roses to wall and ceiling, ceiling support required, max. 600 mm long - can be shortened at the roses on site - with 34 curtain rings - 1200 x 1200 x 1200 mm long, rail diameter 33 mm, rose diameter 70 mm - made of high-quality polyamide according to HEWI colour chart Article no.: HEWI 801.34.310 | https://catalog.hewi.com/en/p/80134310 | https://catalog.hewi.com/storage/downloads/HEWI_801_34_310_en.pdf
801.34.320 | HEWI Shower curtain rail | Range 801 Shower curtain rail - horizontally arranged rails connected at right-angles in U-shape, with curtain rings - for installing a shower curtain - with aluminium core - fixing with roses to wall and ceiling, ceiling support required, max. 600 mm long - can be shortened at the roses on site - with 46 curtain rings - 1500 x 1500 x 1500 mm long, rail diameter 33 mm, rose diameter 70 mm - made of high-quality polyamide according to HEWI colour chart Article no.: HEWI 801.34.320 | https://catalog.hewi.com/en/p/80134320 | https://catalog.hewi.com/storage/downloads/HEWI_801_34_320_en.pdf
801.34.34S | HEWI Shower curtain rail, special length | Range 801 shower curtain rail, with additional preparation for ceiling suspension on the legs - horizontally arranged rails connected at right-angles in U-shape, with curtain rings - used to hang a shower curtain - with aluminium core - fixing onto wall and ceiling with roses, ceiling supports required - with an appropriate number of curtain rings - leg lengths A1/A2/A3 made-to-measure, A1/A3 from 220 mm to 3383 mm, A2 from 320 mm to 3367 mm - bar diameter 33 mm, rose diameter 70 mm - with preparation for ceiling suspension in the bend and additionally on one or three legs A1/A2/A3 - a leg length A1/A2/A3 1984 mm always requires an additional ceiling suspension on the legs, this is optional up to a length of 1983 mm - The position of the preparation for ceiling suspension X1/X3 on the legs A1/A3 is freely selectable. The distance between the wall and preparation of the ceiling suspension X1/X3 is at least 371 mm. The distance to the connecting bend must be at least 211 mm. - The preparation of the ceiling suspension on leg A2 is centrally positioned - made of high-quality polyamide according to HEWI colour chart Article no.: HEWI 801.34.34S | https://catalog.hewi.com/en/p/8013434S | https://catalog.hewi.com/storage/downloads/HEWI_801_34_34S_en.pdf
801.34.3S | HEWI Shower curtain rail, special length | Range 801 Shower curtain rail - horizontally arranged rails connected at right-angles in U-shape, with curtain rings - for installing a shower curtain - with aluminium core - fixing with roses to wall and ceiling, ceiling support required, max. 600 mm long - with 45 curtain rings - made-to-measure lengths from 220 mm to 1700 mm, rail diameter 33 mm, rose diameter 70 mm - made of high-quality polyamide according to HEWI colour chart Article no.: HEWI 801.34.3S | https://catalog.hewi.com/en/p/801343S | https://catalog.hewi.com/storage/downloads/HEWI_801_34_3S_en.pdf
801.34.400 | HEWI Shower curtain rail | Range 801 Shower curtain rail - rail with curtain rings - for installing a shower curtain - with aluminium core - fixed onto wall with roses - can be shortened to 200 mm on site - with 10 curtain rings - 1000 mm long, rail diameter 33 mm and rose diameter 70 mm - made of high-quality polyamide according to HEWI colour chart Article no.: HEWI 801.34.400 | https://catalog.hewi.com/en/p/80134400 | https://catalog.hewi.com/storage/downloads/HEWI_801_34_400_en.pdf
801.34.44S | HEWI Shower curtain rail, special length | Range 801 Shower curtain rail - rail with curtain rings - for installing a shower curtain - with aluminium core - fixed onto wall with roses - can be shortened to 200 mm on site - with a corresponding number of curtain rings - made-to-measure length from min. 1701 mm to max. 3400 mm, rail diameter 33 mm and rose diameter 70 mm - from 2001 mm (up to 2000 mm optional) with a centrally positioned preparation for ceiling support - made of high-quality polyamide according to HEWI colour chart Article no.: HEWI 801.34.44S | https://catalog.hewi.com/en/p/8013444S | https://catalog.hewi.com/storage/downloads/HEWI_801_34_44S_en.pdf
801.34.4S | HEWI Shower curtain rail | Range 801 Shower curtain rail - rail with curtain rings - for installing a shower curtain - with aluminium core - fixed onto wall with roses - can be shortened to 200 mm on site - with a corresponding number of curtain rings - made-to-measure length from min. 400 mm to max. 1700 mm, rail diameter 33 mm and rose diameter 70 mm - made of high-quality polyamide according to HEWI colour chart Article no.: HEWI 801.34.4S | https://catalog.hewi.com/en/p/801344S | https://catalog.hewi.com/storage/downloads/HEWI_801_34_4S_en.pdf
801.34.99020 | HEWI Ceiling support | Range 801 Ceiling support (suicide-inhibiting design) - rail made of synthetic material, with magnetic fixing rose - connection to the shower curtain rail shears off at around 25 kg - for mounting shower curtain rails - with continuous, corrosion-proof aluminium core - fixed on ceiling with rose - length adjustable by 10 mm and can be shortened at rose by max. 100 mm - 400 mm long, rail diameter 33 mm - made of high-quality polyamide according to HEWI colour chart - supplied with fixing material Article no.: HEWI 801.34.99020 | https://catalog.hewi.com/en/p/8013499020 | https://catalog.hewi.com/storage/downloads/HEWI_801_34_99020_en.pdf
801.34.99022 | HEWI Ceiling support | Range 801 Ceiling support (suicide-inhibiting design) - rail made of synthetic material, with magnetic fixing rose - connection to the shower curtain rail shears off at around 25 kg - for mounting shower curtain rails - with continuous, corrosion-proof aluminium core - fixed on ceiling with rose - length adjustable by 10 mm and can be shortened at rose by max. 100 mm - 600 mm long, rail diameter 33 mm - made of high-quality polyamide according to HEWI colour chart - supplied with fixing material Article no.: HEWI 801.34.99022 | https://catalog.hewi.com/en/p/8013499022 | https://catalog.hewi.com/storage/downloads/HEWI_801_34_99022_en.pdf
801.34.9902S | HEWI Ceiling support | Ceiling support (suicide-inhibiting design) - rail with fixing rose and integral magnet - ceiling support detaches under a load of around 25 kg (reusable) - with continuous aluminium core - fixing with rose - length adjustable by 10 mm and can be shortened at rose by max. 100 mm - rail diameter 33 mm, rose diameter 80 mm - length made-to-measure, 301 to 1500 mm - made of high-quality polyamide - when ordering please specify centre-to-centre dimension A. - supplied with fixing material Article no.: HEWI 801.34.9902S | https://catalog.hewi.com/en/p/801349902S | https://catalog.hewi.com/storage/downloads/HEWI_801_34_9902S_en.pdf
801.34.99100 | HEWI Shower curtain rail | Shower curtain rail (suicide-inhibiting design) - horizontally arranged rails, connected at right angles with curtain rings and fixing roses with integral magnets - detaches under load of around 25 kg (reusable) - made of high-quality polyamide with aluminium core - can be shortened at the roses to 220 mm on site - rail diameter 33 mm, rose diameter 80 mm - suicide-inhibiting design ceiling support required - for shower tray 1000 x 1000 mm - centre-to-centre 997 x 997, with 20 curtain rings - recommended HEWI curtain width (F) 2900 mm - Ceiling support, design suicide-inhibitory please order separately. - supplied with fixing material Article no.: HEWI 801.34.99100 | https://catalog.hewi.com/en/p/8013499100 | https://catalog.hewi.com/storage/downloads/HEWI_801_34_99100_en.pdf
801.34.99110 | HEWI Shower curtain rail | Shower curtain rail (suicide-inhibiting design) - horizontally arranged rails, connected at right angles with curtain rings and fixing roses with integral magnets - detaches under load of around 25 kg (reusable) - made of high-quality polyamide with aluminium core - can be shortened at the roses to 220 mm on site - rail diameter 33 mm, rose diameter 80 mm - suicide-inhibiting design ceiling support required - for shower tray 1200 x 1200 mm - centre-to-centre 1197 x 1197, with 24 curtain rings - recommended HEWI curtain width (F) 3500 mm - Ceiling support, design suicide-inhibitory please order separately. - supplied with fixing material Article no.: HEWI 801.34.99110 | https://catalog.hewi.com/en/p/8013499110 | https://catalog.hewi.com/storage/downloads/HEWI_801_34_99110_en.pdf
801.34.991S | HEWI Shower curtain rail, special length | Shower curtain rail (suicide-inhibiting design) - horizontally arranged rails, connected at right angles with curtain rings and fixing roses with integral magnets - used to hang a shower curtain - detaches under load of around 25 kg (reusable) - with aluminium core - fixing spacing A1/A2 made-to-measure lengths from 234 mm to 1697 mm, rail diameter 33 mm, rose diameter 80 mm - with preparation for ceiling support in the arch, suicide-inhibiting design ceiling support required - supplied with fixing material - made of high-quality polyamide according to HEWI colour chart Article no.: HEWI 801.34.991S | https://catalog.hewi.com/en/p/80134991S | https://catalog.hewi.com/storage/downloads/HEWI_801_34_991S_en.pdf
801.34.99400 | HEWI Shower curtain rail | Shower curtain rail (suicide-inhibiting design) - fixing roses with integral magnets - detaches under load of around 25 kg (reusable) - made of high-quality polyamide with aluminium core - 1025 mm long with 10 curtain rings, can be shortened to 200 mm on site - diameter 33 mm, rose diameter 80 mm - recommended HEWI curtain width (F) 1200 mm. - supplied with fixing material Article no.: HEWI 801.34.99400 | https://catalog.hewi.com/en/p/8013499400 | https://catalog.hewi.com/storage/downloads/HEWI_801_34_99400_en.pdf
801.34.994S | HEWI Shower curtain rail, special length | Shower curtain rail (suicide-inhibiting design) range 801 - fixing roses with integral magnets - detaches under load of around 25 kg (reusable) - made of high-quality polyamide with aluminium core - made-to-measure length from min. 225 mm to max. 1725 mm, rail diameter 33 mm and rose diameter 80 mm - with a corresponding number of curtain rings - supplied with fixing material - made of high-quality polyamide according to HEWI colour chart Article no.: HEWI 801.34.994S | https://catalog.hewi.com/en/p/80134994S | https://catalog.hewi.com/storage/downloads/HEWI_801_34_994S_en.pdf
801.34.E01 | HEWI Curtain ring | Curtain rings for curtain rails - open rings with small hook to receive a curtain - serve for hanging curtains on curtain rails with 33 mm diameter - outer diameter 60 mm and inner diameter 40 mm, 10 mm thick - made of high-quality polyamide available according to HEWI colour chart, with POM ring ends - 5 in packing unit Article no.: HEWI 801.34.E01 | https://catalog.hewi.com/en/p/80134E01 | https://catalog.hewi.com/storage/downloads/HEWI_801_34_E01_en.pdf
801.34.V0101 | HEWI active+ Shower curtain | Shower / cubicle curtain - with hemmed sides and stainless steel eyelets - white/silver pattern - with stainless steel rolled hem at the bottom and punched stainless steel eyelets at the top suitable for HEWI curtain rings - washable at 40°C and disinfectable at 60°C - shower proof - antistatic - special mould and mildew stain resistant finish - with antimicrobial finish based on silver - curtain width 1400 mm, curtain height 2000 mm - with 10 eyelets - made of 100% Trevira CS, fire retardant to DIN 4102/B1 Article no.: HEWI 801.34.V0101 | https://catalog.hewi.com/en/p/80134V0101 | https://catalog.hewi.com/storage/downloads/HEWI_801_34_V0101_en.pdf
801.34.V0134 | HEWI Shower curtain | Shower / cubicle curtain - with hemmed sides and stainless steel eyelets - plain white pattern - with stainless steel rolled hem at the bottom and punched stainless steel eyelets at the top suitable for HEWI curtain rings - washable at 40°C and disinfectable at 60°C - shower proof - antistatic - special mould and mildew stain resistant finish - Teflon equipped for better durability - curtain width 1400 mm, curtain height 2000 mm - with 10 eyelets - made of 100% Polyester Article no.: HEWI 801.34.V0134 | https://catalog.hewi.com/en/p/80134V0134 | https://catalog.hewi.com/storage/downloads/HEWI_801_34_V0134_en.pdf
801.34.V0138 | HEWI active+ Shower curtain | Shower / cubicle curtain - with hemmed sides and stainless steel eyelets - Decor squares umber/sand - with stainless steel rolled hem at the bottom and punched stainless steel eyelets at the top suitable for HEWI curtain rings - washable at 40°C and disinfectable at 60°C - shower proof - antistatic - special mould and mildew stain resistant finish - with antimicrobial finish based on silver - curtain width 1400 mm, curtain height 2000 mm - with 10 eyelets - made of 100% Trevira CS, fire retardant to DIN 4102/B1 Article no.: HEWI 801.34.V0138 | https://catalog.hewi.com/en/p/80134V0138 | https://catalog.hewi.com/storage/downloads/HEWI_801_34_V0138_en.pdf
801.34.V0180 | HEWI Shower curtain | Shower / cubicle curtain - curtain with hemmed sides and stainless steel eyelets - plain white pattern - with stainless steel rolled hem at the bottom and punched stainless steel eyelets at the top suitable for HEWI curtain rings - washable at 30°C - shower proof - curtain width 1400 mm, curtain height 2000 mm - with 10 eyelets - made of 100% Polyester Article no.: HEWI 801.34.V0180 | https://catalog.hewi.com/en/p/80134V0180 | https://catalog.hewi.com/storage/downloads/HEWI_801_34_V0180_en.pdf
801.34.V0201 | HEWI active+ Shower curtain | Shower / cubicle curtain - with hemmed sides and stainless steel eyelets - white/silver pattern - with stainless steel rolled hem at the bottom and punched stainless steel eyelets at the top suitable for HEWI curtain rings - washable at 40°C and disinfectable at 60°C - shower proof - antistatic - special mould and mildew stain resistant finish - with antimicrobial finish based on silver - curtain width 2000 mm, curtain height 2000 mm - with 14 eyelets - made of 100% Trevira CS, fire retardant to DIN 4102/B1 Article no.: HEWI 801.34.V0201 | https://catalog.hewi.com/en/p/80134V0201 | https://catalog.hewi.com/storage/downloads/HEWI_801_34_V0201_en.pdf
801.34.V0234 | HEWI Shower curtain | Shower / cubicle curtain - with hemmed sides and stainless steel eyelets - plain white pattern - with stainless steel rolled hem at the bottom and punched stainless steel eyelets at the top suitable for HEWI curtain rings - washable at 40°C and disinfectable at 60°C - shower proof - antistatic - special mould and mildew stain resistant finish - Teflon equipped for better durability - curtain width 2000 mm, curtain height 2000 mm - with 14 eyelets - made of 100% Polyester Article no.: HEWI 801.34.V0234 | https://catalog.hewi.com/en/p/80134V0234 | https://catalog.hewi.com/storage/downloads/HEWI_801_34_V0234_en.pdf
801.34.V0238 | HEWI active+ Shower curtain | Shower / cubicle curtain - with hemmed sides and stainless steel eyelets - Decor squares umber/sand - with stainless steel rolled hem at the bottom and punched stainless steel eyelets at the top suitable for HEWI curtain rings - washable at 40°C and disinfectable at 60°C - shower proof - antistatic - special mould and mildew stain resistant finish - with antimicrobial finish based on silver - curtain width 2000 mm, curtain height 2000 mm - with 14 eyelets - made of 100% Trevira CS, fire retardant to DIN 4102/B1 Article no.: HEWI 801.34.V0238 | https://catalog.hewi.com/en/p/80134V0238 | https://catalog.hewi.com/storage/downloads/HEWI_801_34_V0238_en.pdf
801.34.V0280 | HEWI Shower curtain | Shower / cubicle curtain - curtain with hemmed sides and stainless steel eyelets - plain white pattern - with stainless steel rolled hem at the bottom and punched stainless steel eyelets at the top suitable for HEWI curtain rings - washable at 30°C - shower proof - curtain width 2000 mm, curtain height 2000 mm - with 14 eyelets - made of 100% Polyester Article no.: HEWI 801.34.V0280 | https://catalog.hewi.com/en/p/80134V0280 | https://catalog.hewi.com/storage/downloads/HEWI_801_34_V0280_en.pdf
801.34.V0301 | HEWI active+ Shower curtain | Shower / cubicle curtain - with hemmed sides and stainless steel eyelets - white/silver pattern - with stainless steel rolled hem at the bottom and punched stainless steel eyelets at the top suitable for HEWI curtain rings - washable at 40°C and disinfectable at 60°C - shower proof - antistatic - special mould and mildew stain resistant finish - with antimicrobial finish based on silver - curtain width 2500 mm, curtain height 2000 mm - with 18 eyelets - made of 100% Trevira CS, fire retardant to DIN 4102/B1 Article no.: HEWI 801.34.V0301 | https://catalog.hewi.com/en/p/80134V0301 | https://catalog.hewi.com/storage/downloads/HEWI_801_34_V0301_en.pdf
801.34.V0334 | HEWI Shower curtain | Shower / cubicle curtain - with hemmed sides and stainless steel eyelets - plain white pattern - with stainless steel rolled hem at the bottom and punched stainless steel eyelets at the top suitable for HEWI curtain rings - washable at 40°C and disinfectable at 60°C - shower proof - antistatic - special mould and mildew stain resistant finish - Teflon equipped for better durability - curtain width 2500 mm, curtain height 2000 mm - with 18 eyelets - made of 100% Polyester Article no.: HEWI 801.34.V0334 | https://catalog.hewi.com/en/p/80134V0334 | https://catalog.hewi.com/storage/downloads/HEWI_801_34_V0334_en.pdf
801.34.V0338 | HEWI active+ Shower curtain | Shower / cubicle curtain - with hemmed sides and stainless steel eyelets - Decor squares umber/sand - with stainless steel rolled hem at the bottom and punched stainless steel eyelets at the top suitable for HEWI curtain rings - washable at 40°C and disinfectable at 60°C - shower proof - antistatic - special mould and mildew stain resistant finish - with antimicrobial finish based on silver - curtain width 2500 mm, curtain height 2000 mm - with 18 eyelets - made of 100% Trevira CS, fire retardant to DIN 4102/B1 Article no.: HEWI 801.34.V0338 | https://catalog.hewi.com/en/p/80134V0338 | https://catalog.hewi.com/storage/downloads/HEWI_801_34_V0338_en.pdf
801.34.V0380 | HEWI Shower curtain | Shower / cubicle curtain - curtain with hemmed sides and stainless steel eyelets - plain white pattern - with stainless steel rolled hem at the bottom and punched stainless steel eyelets at the top suitable for HEWI curtain rings - washable at 30°C - shower proof - curtain width 2500 mm, curtain height 2000 mm - with 18 eyelets - made of 100% Polyester Article no.: HEWI 801.34.V0380 | https://catalog.hewi.com/en/p/80134V0380 | https://catalog.hewi.com/storage/downloads/HEWI_801_34_V0380_en.pdf
801.34.V0401 | HEWI active+ Shower curtain | Shower / cubicle curtain - with hemmed sides and stainless steel eyelets - white/silver pattern - with stainless steel rolled hem at the bottom and punched stainless steel eyelets at the top suitable for HEWI curtain rings - washable at 40°C and disinfectable at 60°C - shower proof - antistatic - special mould and mildew stain resistant finish - with antimicrobial finish based on silver - curtain width 2900 mm, curtain height 2000 mm - with 20 eyelets - made of 100% Trevira CS, fire retardant to DIN 4102/B1 Article no.: HEWI 801.34.V0401 | https://catalog.hewi.com/en/p/80134V0401 | https://catalog.hewi.com/storage/downloads/HEWI_801_34_V0401_en.pdf
801.34.V0434 | HEWI Shower curtain | Shower / cubicle curtain - with hemmed sides and stainless steel eyelets - plain white pattern - with stainless steel rolled hem at the bottom and punched stainless steel eyelets at the top suitable for HEWI curtain rings - washable at 40°C and disinfectable at 60°C - shower proof - antistatic - special mould and mildew stain resistant finish - Teflon equipped for better durability - curtain width 2900 mm, curtain height 2000 mm - with 20 eyelets - made of 100% Polyester Article no.: HEWI 801.34.V0434 | https://catalog.hewi.com/en/p/80134V0434 | https://catalog.hewi.com/storage/downloads/HEWI_801_34_V0434_en.pdf
801.34.V0438 | HEWI active+ Shower curtain | Shower / cubicle curtain - with hemmed sides and stainless steel eyelets - Decor squares umber/sand - with stainless steel rolled hem at the bottom and punched stainless steel eyelets at the top suitable for HEWI curtain rings - washable at 40°C and disinfectable at 60°C - shower proof - antistatic - special mould and mildew stain resistant finish - with antimicrobial finish based on silver - curtain width 2900 mm, curtain height 2000 mm - with 20 eyelets - made of 100% Trevira CS, fire retardant to DIN 4102/B1 Article no.: HEWI 801.34.V0438 | https://catalog.hewi.com/en/p/80134V0438 | https://catalog.hewi.com/storage/downloads/HEWI_801_34_V0438_en.pdf
801.34.V0580 | HEWI Shower curtain | Shower / cubicle curtain - curtain with hemmed sides and stainless steel eyelets - plain white pattern - with stainless steel rolled hem at the bottom and punched stainless steel eyelets at the top suitable for HEWI curtain rings - washable at 30°C - shower proof - curtain width 1200 mm, curtain height 2000 mm - with 8 eyelets - made of 100% Polyester Article no.: HEWI 801.34.V0580 | https://catalog.hewi.com/en/p/80134V0580 | https://catalog.hewi.com/storage/downloads/HEWI_801_34_V0580_en.pdf
801.34.V0680 | HEWI Shower curtain | Shower / cubicle curtain - curtain with hemmed sides and stainless steel eyelets - plain white pattern - with stainless steel rolled hem at the bottom and punched stainless steel eyelets at the top suitable for HEWI curtain rings - washable at 30°C - shower proof - curtain width 2400 mm, curtain height 2000 mm - with 16 eyelets - made of 100% Polyester Article no.: HEWI 801.34.V0680 | https://catalog.hewi.com/en/p/80134V0680 | https://catalog.hewi.com/storage/downloads/HEWI_801_34_V0680_en.pdf
801.34.V0780 | HEWI Shower curtain | Shower / cubicle curtain - curtain with hemmed sides and stainless steel eyelets - plain white pattern - with stainless steel rolled hem at the bottom and punched stainless steel eyelets at the top suitable for HEWI curtain rings - washable at 30°C - shower proof - curtain width 3000 mm, curtain height 2000 mm - with 20 eyelets - made of 100% Polyester Article no.: HEWI 801.34.V0780 | https://catalog.hewi.com/en/p/80134V0780 | https://catalog.hewi.com/storage/downloads/HEWI_801_34_V0780_en.pdf
801.34.V0880 | HEWI Shower curtain | Shower / cubicle curtain - curtain with hemmed sides and stainless steel eyelets - plain white pattern - with stainless steel rolled hem at the bottom and punched stainless steel eyelets at the top suitable for HEWI curtain rings - washable at 30°C - shower proof - curtain width 3500 mm, curtain height 2000 mm - with 24 eyelets - made of 100% Polyester Article no.: HEWI 801.34.V0880 | https://catalog.hewi.com/en/p/80134V0880 | https://catalog.hewi.com/storage/downloads/HEWI_801_34_V0880_en.pdf
801.34.V0980 | HEWI Shower curtain | Shower / cubicle curtain - curtain with hemmed sides and stainless steel eyelets - plain white pattern - with stainless steel rolled hem at the bottom and punched stainless steel eyelets at the top suitable for HEWI curtain rings - washable at 30°C - shower proof - curtain width 4000 mm, curtain height 2000 mm - with 28 eyelets - made of 100% Polyester Article no.: HEWI 801.34.V0980 | https://catalog.hewi.com/en/p/80134V0980 | https://catalog.hewi.com/storage/downloads/HEWI_801_34_V0980_en.pdf
801.34B019 | HEWI Ceiling support | Range 801 Ceiling support - rail made of synthetic material, with fixing rose - for mounting shower curtain rails - with aluminium core - fixed on ceiling with rose - length adjustable by 10 mm - 300 mm long, rail diameter 33 mm - made of high-quality matt polyamide in HEWI colours 99 (pure white), 98 (signal white), 97 (light grey), 95 (stone grey) and 92 (anthracite grey) - supplied with fixing material BM214 Article no.: HEWI 801.34B019 | https://catalog.hewi.com/en/p/80134B019 | https://catalog.hewi.com/storage/downloads/HEWI_801_34B019_en.pdf
801.34B01S | HEWI Ceiling support | Range 801 Ceiling support - rail made of synthetic material, with fixing rose - for mounting shower curtain rails - with aluminium core - fixed on ceiling with rose - length adjustable by 10 mm - length made-to-measure, 85 mm to 299 mm maximum, rail diameter 33 mm - made of high-quality matt polyamide in HEWI colours 99 (pure white), 98 (signal white), 97 (light grey), 95 (stone grey) and 92 (anthracite grey) - supplied with fixing material BM210 Article no.: HEWI 801.34B01S | https://catalog.hewi.com/en/p/80134B01S | https://catalog.hewi.com/storage/downloads/HEWI_801_34B01S_en.pdf
801.34B020 | HEWI Ceiling support | Range 801 Ceiling support - rail made of synthetic material, with fixing rose - for mounting shower curtain rails - with aluminium core - fixing on the ceiling with rose - length adjustable by 10 mm and can be shortened at rose by max. 100 mm - 400 mm long, rail diameter 33 mm - made of high-quality matt polyamide in HEWI colours 99 (pure white), 98 (signal white), 97 (light grey), 95 (stone grey) and 92 (anthracite grey) - supplied with fixing material BM214 Article no.: HEWI 801.34B020 | https://catalog.hewi.com/en/p/80134B020 | https://catalog.hewi.com/storage/downloads/HEWI_801_34B020_en.pdf
801.34B021 | HEWI Ceiling support | Range 801 Ceiling support - rail made of synthetic material, with fixing rose - for mounting shower curtain rails - with aluminium core - fixed on ceiling with rose - length adjustable by 10 mm and can be shortened at rose by max. 100 mm - 500 mm long, rail diameter 33 mm - made of high-quality matt polyamide in HEWI colours 99 (pure white), 98 (signal white), 97 (light grey), 95 (stone grey) and 92 (anthracite grey) Article no.: HEWI 801.34B021 | https://catalog.hewi.com/en/p/80134B021 | https://catalog.hewi.com/storage/downloads/HEWI_801_34B021_en.pdf
801.34B022 | HEWI Ceiling support | Range 801 Ceiling support - rail made of synthetic material, with fixing rose - for mounting shower curtain rails - with aluminium core - fixed on ceiling with rose - length adjustable by 10 mm and can be shortened at rose by max. 100 mm - 600 mm long, rail diameter 33 mm - made of high-quality matt polyamide in HEWI colours 99 (pure white), 98 (signal white), 97 (light grey), 95 (stone grey) and 92 (anthracite grey) Article no.: HEWI 801.34B022 | https://catalog.hewi.com/en/p/80134B022 | https://catalog.hewi.com/storage/downloads/HEWI_801_34B022_en.pdf
801.34B02S | HEWI Ceiling support | Range 801 Ceiling support - rail made of synthetic material, with fixing rose - for mounting shower curtain rails - with aluminium core - fixed on ceiling with rose - length adjustable by 10 mm and can be shortened at rose by max. 100 mm - length made-to-measure, 301 to 1500 mm maximum, rail diameter 33 mm - made of high-quality matt polyamide in HEWI colours 99 (pure white), 98 (signal white), 97 (light grey), 95 (stone grey) and 92 (anthracite grey) - supplied with fixing material BM214 Article no.: HEWI 801.34B02S | https://catalog.hewi.com/en/p/80134B02S | https://catalog.hewi.com/storage/downloads/HEWI_801_34B02S_en.pdf
801.34B100 | HEWI Shower curtain rail | Range 801 Shower curtain rail - horizontal rails joined to form a right angle and fitted with curtain rings - for installing a shower curtain - with aluminium core - fixing with roses to wall and ceiling, ceiling support required - with 20 curtain rings - for shower tray 1000 x 1000 mm (centre-to-centre 983 x 983 mm), rail diameter 33 mm, rose diameter 70 mm - length at rose ends can be shortened on site up to 220 mm - made of high-quality matt polyamide in HEWI colours 99 (pure white), 98 (signal white), 97 (light grey), 95 (stone grey) and 92 (anthracite grey) Article no.: HEWI 801.34B100 | https://catalog.hewi.com/en/p/80134B100 | https://catalog.hewi.com/storage/downloads/HEWI_801_34B100_en.pdf
801.34B1061 | HEWI Shower curtain rail with ceiling support | Range 801 Shower curtain rail with ceiling support - vertically and horizontally arranged rails connected at right-angles, with curtain rings - for installing a shower curtain - mounted on the wall and ceiling using non-corrosive HEWI fixing materials and roses - curtain rail for shower tray 1000 x 1000 mm, centre-to-centre dimension 983 x 983 mm, can be shortened at the ends on site to 220 mm minimum - ceiling support 500 mm long, length can be adjusted by 10 mm and can be shortened at the rose by a maximum of 100 mm - rail diameter 33 mm - with 20 curtain rings - made of high-quality matt polyamide in HEWI colours 99 (pure white), 98 (signal white), 97 (light grey), 95 (stone grey) and 92 (anthracite grey) - with aluminium core Article no.: HEWI 801.34B1061 | https://catalog.hewi.com/en/p/80134B1061 | https://catalog.hewi.com/storage/downloads/HEWI_801_34B1061_en.pdf
801.34B1062 | HEWI Shower curtain rail with ceiling support | Range 801 Shower curtain rail with ceiling support and shower curtain - vertically and horizontally arranged rails connected at right-angles, with curtain rings and shower curtain - mounted on the wall and ceiling using non-corrosive HEWI fixing materials and roses - curtain rail for shower tray 1000 x 1000 mm, centre-to-centre dimension 983 x 983 mm, can be shortened at the ends on site to 220 mm minimum - ceiling support 500 mm long, length can be adjusted by 10 mm and can be shortened at the rose by a maximum of 100 mm - rail diameter 33 mm - with 20 curtain rings - made of high-quality matt polyamide in HEWI colours 99 (pure white), 98 (signal white), 97 (light grey), 95 (stone grey) and 92 (anthracite grey) - with aluminium core - shower curtain made of 100% Polyester, with stainless steel rolled hem at the bottom and punched stainless steel eyelets at the top, shower-proof, washable at 30°C - curtain width 3000 mm, curtain height 2000 mm Article no.: HEWI 801.34B1062 | https://catalog.hewi.com/en/p/80134B1062 | https://catalog.hewi.com/storage/downloads/HEWI_801_34B1062_en.pdf
801.34B110 | HEWI Shower curtain rail | Range 801 Shower curtain rail - horizontal rails joined to form a right angle and fitted with curtain rings - for installing a shower curtain - with aluminium core - fixing with roses to wall and ceiling, ceiling support required - with 24 curtain rings - for shower tray 1200 x 1200 mm (centre-to-centre 1183 x 1183 mm), rail diameter 33 mm, rose diameter 70 mm - the rose ends can be shortened up to 220 mm on site - made of high-quality matt polyamide in HEWI colours 99 (pure white), 98 (signal white), 97 (light grey), 95 (stone grey) and 92 (anthracite grey) Article no.: HEWI 801.34B110 | https://catalog.hewi.com/en/p/80134B110 | https://catalog.hewi.com/storage/downloads/HEWI_801_34B110_en.pdf
801.34B1161 | HEWI Shower curtain rail with ceiling support | Range 801 Shower curtain rail with ceiling support - vertically and horizontally arranged rails connected at right-angles, with curtain rings - for installing a shower curtain - mounted on the wall and ceiling using non-corrosive HEWI fixing materials and roses - curtain rail for shower tray 1200 x 1200 mm, centre-to-centre dimension 1183 x 1183 mm, can be shortened at the ends on site to 220 mm minimum - ceiling support 500 mm long, length can be adjusted by 10 mm and can be shortened at the rose by a maximum of 100 mm - rail diameter 33 mm - with 24 curtain rings - made of high-quality matt polyamide in HEWI colours 99 (pure white), 98 (signal white), 97 (light grey), 95 (stone grey) and 92 (anthracite grey) - with aluminium core Article no.: HEWI 801.34B1161 | https://catalog.hewi.com/en/p/80134B1161 | https://catalog.hewi.com/storage/downloads/HEWI_801_34B1161_en.pdf
801.34B1162 | HEWI Shower curtain rail with ceiling support | Range 801 Shower curtain rail with ceiling support and shower curtain - vertically and horizontally arranged rails connected at right-angles, with curtain rings and shower curtain - mounted on the wall and ceiling using non-corrosive HEWI fixing materials and roses - curtain rail for shower tray 1200 x 1200 mm, centre-to-centre dimension 1183 x 1183 mm, can be shortened at the ends on site to 220 mm minimum - ceiling support 500 mm long, length can be adjusted by 10 mm and can be shortened at the rose by a maximum of 100 mm - rail diameter 33 mm - with 24 curtain rings - made of high-quality matt polyamide in HEWI colours 99 (pure white), 98 (signal white), 97 (light grey), 95 (stone grey) and 92 (anthracite grey) - with aluminium core - shower curtain made of 100% Polyester, with stainless steel rolled hem at the bottom and punched stainless steel eyelets at the top, shower-proof, washable at 30°C - curtain width 3500 mm, curtain height 2000 mm Article no.: HEWI 801.34B1162 | https://catalog.hewi.com/en/p/80134B1162 | https://catalog.hewi.com/storage/downloads/HEWI_801_34B1162_en.pdf
801.34B120 | HEWI Shower curtain rail | Range 801 Shower curtain rail - horizontal rails joined to form a right angle and fitted with curtain rings - for installing a shower curtain - with aluminium core - fixing with roses to wall and ceiling, ceiling support required - with 28 curtain rings - for shower tray 1500 x 1500 mm (centre-to-centre 1483 x 1483 mm), rail diameter 33 mm, rose diameter 70 mm - the rose ends can be shortened up to 220 mm on site - made of high-quality matt polyamide in HEWI colours 99 (pure white), 98 (signal white), 97 (light grey), 95 (stone grey) and 92 (anthracite grey) Article no.: HEWI 801.34B120 | https://catalog.hewi.com/en/p/80134B120 | https://catalog.hewi.com/storage/downloads/HEWI_801_34B120_en.pdf
801.34B1261 | HEWI Shower curtain rail with ceiling support | Range 801 Shower curtain rail with ceiling support - vertically and horizontally arranged rails connected at right-angles, with curtain rings - for installing a shower curtain - mounted on the wall and ceiling using non-corrosive HEWI fixing materials and roses - curtain rail for shower tray 1500 x 1500 mm, centre-to-centre dimension 1483 x 1483 mm, can be shortened at the ends on site to 220 mm minimum - ceiling support 500 mm long, length can be adjusted by 10 mm and can be shortened at the rose by a maximum of 100 mm - rail diameter 33 mm - with 28 curtain rings - made of high-quality matt polyamide in HEWI colours 99 (pure white), 98 (signal white), 97 (light grey), 95 (stone grey) and 92 (anthracite grey) - with aluminium core Article no.: HEWI 801.34B1261 | https://catalog.hewi.com/en/p/80134B1261 | https://catalog.hewi.com/storage/downloads/HEWI_801_34B1261_en.pdf
801.34B130 | HEWI Shower curtain rail | Range 801 Shower curtain rail - horizontal rails joined to form a right angle and fitted with curtain rings - for installing a shower curtain - with aluminium core - fixing with roses to wall and ceiling, ceiling support required - can be shortened at the ends by 200 mm on site - with 16 curtain rings - for shower tray 800 x 800 mm (centre-to-centre 783 x 783 mm), rail diameter 33 mm, rose diameter 70 mm - made of high-quality matt polyamide in HEWI colours 99 (pure white), 98 (signal white), 97 (light grey), 95 (stone grey) and 92 (anthracite grey) Article no.: HEWI 801.34B130 | https://catalog.hewi.com/en/p/80134B130 | https://catalog.hewi.com/storage/downloads/HEWI_801_34B130_en.pdf
801.34B140 | HEWI Shower curtain rail | Range 801 Shower curtain rail - horizontal rails joined to form a right angle and fitted with curtain rings - for installing a shower curtain - with aluminium core - fixing with roses to wall and ceiling, ceiling support required - can be shortened at the ends by 220 mm on site - with 18 curtain rings - for shower tray 900 x 900 mm (centre-to-centre 883 x 883 mm), rail diameter 33 mm, rose diameter 70 mm - made of high-quality matt polyamide in HEWI colours 99 (pure white), 98 (signal white), 97 (light grey), 95 (stone grey) and 92 (anthracite grey) Article no.: HEWI 801.34B140 | https://catalog.hewi.com/en/p/80134B140 | https://catalog.hewi.com/storage/downloads/HEWI_801_34B140_en.pdf
801.34B1461 | HEWI Shower curtain rail with ceiling support | Range 801 Shower curtain rail with ceiling support - vertically and horizontally arranged rails connected at right-angles, with curtain rings - for installing a shower curtain - mounted on the wall and ceiling using non-corrosive HEWI fixing materials and roses - curtain rail for shower tray 900 x 900 mm, centre-to-centre dimension 883 x 883 mm, can be shortened at the ends on site to 220 mm minimum - ceiling support 500 mm long, length can be adjusted by 10 mm and can be shortened at the rose by a maximum of 100 mm - rail diameter 33 mm - with 18 curtain rings - made of high-quality matt polyamide in HEWI colours 99 (pure white), 98 (signal white), 97 (light grey), 95 (stone grey) and 92 (anthracite grey) - with aluminium core Article no.: HEWI 801.34B1461 | https://catalog.hewi.com/en/p/80134B1461 | https://catalog.hewi.com/storage/downloads/HEWI_801_34B1461_en.pdf
801.34B1462 | HEWI Shower curtain rail with ceiling support | Range 801 Shower curtain rail with ceiling support and shower curtain - vertically and horizontally arranged rails connected at right-angles, with curtain rings and shower curtain - mounted on the wall and ceiling using non-corrosive HEWI fixing materials and roses - curtain rail for shower tray 900 x 900 mm, centre-to-centre dimension 883 x 883 mm, can be shortened at the ends on site to 220 mm minimum - ceiling support 500 mm long, length can be adjusted by 10 mm and can be shortened at the rose by a maximum of 100 mm - rail diameter 33 mm - with 18 curtain rings - made of high-quality matt polyamide in HEWI colours 99 (pure white), 98 (signal white), 97 (light grey), 95 (stone grey) and 92 (anthracite grey) - with aluminium core - shower curtain made of 100% Polyester, with stainless steel rolled hem at the bottom and punched stainless steel eyelets at the top, shower-proof, washable at 30°C - curtain width 2500 mm, curtain height 2000 mm Article no.: HEWI 801.34B1462 | https://catalog.hewi.com/en/p/80134B1462 | https://catalog.hewi.com/storage/downloads/HEWI_801_34B1462_en.pdf
801.34B14S | HEWI Shower curtain rail, special length | Range 801 shower curtain rail, with additional preparation for ceiling suspension on the legs - horizontally arranged rails connected at a right-angle, with curtain rings - used to hang a shower curtain - with aluminium core - fixing onto wall and ceiling with roses, ceiling supports required - with an appropriate number of curtain rings - leg lengths A1/A2 made-to-measure from 220 mm to 3383 mm, rail diameter 33 mm, rose diameter 70 mm - with preparation for ceiling suspension in the bend and additionally on one or both legs A1/A2 - leg length A1/A2 1984 mm or longer always requires an additional ceiling suspension on the legs, this is optional up to a length of 1983 mm - the distance between the wall and preparation of the ceiling suspension X1/X2 is at least 371 mm. The distance to the connecting bend must be at least 211 mm - made of high-quality matt polyamide in HEWI colours 99 (pure white), 98 (signal white), 97 (light grey), 95 (stone grey) and 92 (anthracite grey) Article no.: HEWI 801.34B14S | https://catalog.hewi.com/en/p/80134B14S | https://catalog.hewi.com/storage/downloads/HEWI_801_34B14S_en.pdf
801.34B1S | HEWI Shower curtain rail, special length | Range 801 Shower curtain rail - horizontal rails joined to form a right angle and fitted with curtain rings - for installing a shower curtain - with aluminium core - fixing with roses to wall and ceiling, ceiling support required - with a corresponding number of curtain rings - made-to-measure length from 220 mm to 1983 mm, rail diameter 33 mm, rose diameter 70 mm - with preparation for ceiling suspension in the arch - made of high-quality matt polyamide in HEWI colours 99 (pure white), 98 (signal white), 97 (light grey), 95 (stone grey) and 92 (anthracite grey) Article no.: HEWI 801.34B1S | https://catalog.hewi.com/en/p/80134B1S | https://catalog.hewi.com/storage/downloads/HEWI_801_34B1S_en.pdf
801.34B300 | HEWI Shower curtain rail | Range 801 Shower curtain rail - horizontally arranged rails connected at right-angles in U-shape, with curtain rings - for installing a shower curtain - with aluminium core - fixing with roses to wall and ceiling, ceiling support required, max. 600 mm long - can be shortened at the ends on site - with 28 curtain rings - 1000 x 1000 x 1000 mm long, rail diameter 33 mm, rose diameter 70 mm - made of high-quality matt polyamide in HEWI colours 99 (pure white), 98 (signal white), 97 (light grey), 95 (stone grey) and 92 (anthracite grey) Article no.: HEWI 801.34B300 | https://catalog.hewi.com/en/p/80134B300 | https://catalog.hewi.com/storage/downloads/HEWI_801_34B300_en.pdf
801.34B310 | HEWI Shower curtain rail | Range 801 Shower curtain rail - horizontally arranged rails connected at right-angles in U-shape, with curtain rings - for installing a shower curtain - with aluminium core - fixing with roses to wall and ceiling, ceiling support required, max. 600 mm long - can be shortened at the roses on site - with 34 curtain rings - 1200 x 1200 x 1200 mm long, rail diameter 33 mm, rose diameter 70 mm - made of high-quality matt polyamide in HEWI colours 99 (pure white), 98 (signal white), 97 (light grey), 95 (stone grey) and 92 (anthracite grey) Article no.: HEWI 801.34B310 | https://catalog.hewi.com/en/p/80134B310 | https://catalog.hewi.com/storage/downloads/HEWI_801_34B310_en.pdf
801.34B320 | HEWI Shower curtain rail | Range 801 Shower curtain rail - horizontally arranged rails connected at right-angles in U-shape, with curtain rings - for installing a shower curtain - with aluminium core - fixing with roses to wall and ceiling, ceiling support required, max. 600 mm long - can be shortened at the roses on site - with 46 curtain rings - 1500 x 1500 x 1500 mm long, rail diameter 33 mm, rose diameter 70 mm - made of high-quality matt polyamide in HEWI colours 99 (pure white), 98 (signal white), 97 (light grey), 95 (stone grey) and 92 (anthracite grey) Article no.: HEWI 801.34B320 | https://catalog.hewi.com/en/p/80134B320 | https://catalog.hewi.com/storage/downloads/HEWI_801_34B320_en.pdf
801.34B34S | HEWI Shower curtain rail, special length | Range 801 shower curtain rail, with additional preparation for ceiling suspension on the legs - horizontally arranged rails connected at right-angles in U-shape, with curtain rings - used to hang a shower curtain - with aluminium core - fixing onto wall and ceiling with roses, ceiling supports required - with an appropriate number of curtain rings - leg lengths A1/A2/A3 made-to-measure, A1/A3 from 220 mm to 3383 mm, A2 from 320 mm to 3367 mm - bar diameter 33 mm, rose diameter 70 mm - with preparation for ceiling suspension in the bend and additionally on one or three legs A1/A2/A3 - a leg length A1/A2/A3 1984 mm always requires an additional ceiling suspension on the legs, this is optional up to a length of 1983 mm - The position of the preparation for ceiling suspension X1/X3 on the legs A1/A3 is freely selectable. The distance between the wall and preparation of the ceiling suspension X1/X3 is at least 371 mm. The distance to the connecting bend must be at least 211 mm. - The preparation of the ceiling suspension on leg A2 is centrally positioned - made of high-quality matt polyamide in HEWI colours 99 (pure white), 98 (signal white), 97 (light grey), 95 (stone grey) and 92 (anthracite grey) Article no.: HEWI 801.34B34S | https://catalog.hewi.com/en/p/80134B34S | https://catalog.hewi.com/storage/downloads/HEWI_801_34B34S_en.pdf
801.34B3S | HEWI Shower curtain rail, special length | Range 801 Shower curtain rail - horizontally arranged rails connected at right-angles in U-shape, with curtain rings - for installing a shower curtain - with aluminium core - fixing with roses to wall and ceiling, ceiling support required, max. 600 mm long - with 45 curtain rings - made-to-measure lengths from 220 mm to 1700 mm, rail diameter 33 mm, rose diameter 70 mm - made of high-quality matt polyamide in HEWI colours 99 (pure white), 98 (signal white), 97 (light grey), 95 (stone grey) and 92 (anthracite grey) Article no.: HEWI 801.34B3S | https://catalog.hewi.com/en/p/80134B3S | https://catalog.hewi.com/storage/downloads/HEWI_801_34B3S_en.pdf
801.34B400 | HEWI Shower curtain rail | Range 801 Shower curtain rail - rail with curtain rings - for installing a shower curtain - with aluminium core - fixed onto wall with roses - can be shortened to 200 mm on site - with 10 curtain rings - 1000 mm long, rail diameter 33 mm and rose diameter 70 mm - made of high-quality matt polyamide in HEWI colours 99 (pure white), 98 (signal white), 97 (light grey), 95 (stone grey) and 92 (anthracite grey) Article no.: HEWI 801.34B400 | https://catalog.hewi.com/en/p/80134B400 | https://catalog.hewi.com/storage/downloads/HEWI_801_34B400_en.pdf
801.34B44S | HEWI Shower curtain rail, special length | Range 801 Shower curtain rail - rail with curtain rings - for installing a shower curtain - with aluminium core - fixed onto wall with roses - can be shortened to 200 mm on site - with a corresponding number of curtain rings - made-to-measure length from min. 1701 mm to max. 3400 mm, rail diameter 33 mm and rose diameter 70 mm - from 2001 mm (up to 2000 mm optional) with a centrally positioned preparation for ceiling support - made of high-quality matt polyamide in HEWI colours 99 (pure white), 98 (signal white), 97 (light grey), 95 (stone grey) and 92 (anthracite grey) Article no.: HEWI 801.34B44S | https://catalog.hewi.com/en/p/80134B44S | https://catalog.hewi.com/storage/downloads/HEWI_801_34B44S_en.pdf
801.34B4S | HEWI Shower curtain rail, special length | Range 801 Shower curtain rail - rail with curtain rings - for installing a shower curtain - with aluminium core - fixed onto wall with roses - can be shortened to 200 mm on site - with a corresponding number of curtain rings - made-to-measure length from min. 400 mm to max. 1700 mm, rail diameter 33 mm and rose diameter 70 mm - made of high-quality matt polyamide in HEWI colours 99 (pure white), 98 (signal white), 97 (light grey), 95 (stone grey) and 92 (anthracite grey) Article no.: HEWI 801.34B4S | https://catalog.hewi.com/en/p/80134B4S | https://catalog.hewi.com/storage/downloads/HEWI_801_34B4S_en.pdf
801.34BUS020 | HEWI Ceiling support (USA) | Ceiling support (USA) from Range 801 - rod with fixing rose - for mounting curtain rods - with aluminum core - mounted to ceiling with rose - axis curtain rod - ceiling: 21 1/4 inch (540 mm) - length can be adjusted by 3/8 inch (10 mm) and can be shortened at the rose by max. 3 15/16 inch (100 mm) - rail diameter 1 5/16 inch (33 mm), rose diameter 2 3/4 inch (70 mm) - Fixing material included in delivery - made of high-quality matt polyamide in HEWI colours 99 (pure white), 95 (stone grey) and 92 (anthracite grey) Article no.: HEWI 801.34BUS020 | https://catalog.hewi.com/en/p/80134BUS020 | https://catalog.hewi.com/storage/downloads/HEWI_801_34BUS020_en.pdf
801.34BUS110 | HEWI Shower curtain rail (USA) | Curtain rod (USA) from Range 801 - arranged horizontally, rods connected at a right angle with curtain rings - for mounting a shower curtain - with aluminum core - mounting to wall and ceiling with roses, ceiling support required - with 24 curtain rings - c to c 60 inch x 36 inch (1524 x 915 mm), rod diameter 1 5/16 inch (33 mm), rose diameter 2 3/4 inch (70 mm) - the rose ends can be shortened up to 8 11/16 inch (220 mm) on site - made of high-quality matt polyamide in HEWI colours 99 (pure white), 95 (stone grey) and 92 (anthracite grey) Article no.: HEWI 801.34BUS110 | https://catalog.hewi.com/en/p/80134BUS110 | https://catalog.hewi.com/storage/downloads/HEWI_801_34BUS110_en.pdf
801.34US020 | HEWI Ceiling support (USA) | Ceiling support (USA) from Range 801 - rod with fixing rose - for mounting curtain rods - with aluminum core - mounted to ceiling with rose - axis curtain rod - ceiling: 21 1/4 inch (540 mm) - length can be adjusted by 3/8 inch (10 mm) and can be shortened at the rose by max. 3 15/16 inch (100 mm) - rail diameter 1 5/16 inch (33 mm), rose diameter 2 3/4 inch (70 mm) - Fixing material included in delivery - made from high-grade synthetic material in the HEWI colors 99 (pure white), 95 (stone gray), 92 (anthracite gray), 90 (jet black), 86 (sand), 84 (umber) and 33 (ruby red) Article no.: HEWI 801.34US020 | https://catalog.hewi.com/en/p/80134US020 | https://catalog.hewi.com/storage/downloads/HEWI_801_34US020_en.pdf
801.34US100 | HEWI Shower curtain rail (USA) | Curtain rod (USA) from Range 801 - arranged horizontally, rods connected at a right angle with curtain rings - for mounting a shower curtain - with aluminum core - mounting to wall and ceiling with roses, ceiling support required - with 20 curtain rings - c to c 36 inch x 36 inch (915 x 915 mm), rod diameter 1 5/16 inch (33 mm), rose diameter 2 3/4 inch (70 mm) - the rose ends can be shortened up to 8 11/16 inch (220 mm) on site - made from high-grade synthetic material in the HEWI colors 99 (pure white), 95 (stone gray), 92 (anthracite gray), 90 (jet black), 86 (sand), 84 (umber) and 33 (ruby red) Article no.: HEWI 801.34US100 | https://catalog.hewi.com/en/p/80134US100 | https://catalog.hewi.com/storage/downloads/HEWI_801_34US100_en.pdf
801.34US110 | HEWI Shower curtain rail (USA) | Curtain rod (USA) from Range 801 - arranged horizontally, rods connected at a right angle with curtain rings - for mounting a shower curtain - with aluminum core - mounting to wall and ceiling with roses, ceiling support required - with 24 curtain rings - c to c 60 inch x 36 inch (1524 x 915 mm), rod diameter 1 5/16 inch (33 mm), rose diameter 2 3/4 inch (70 mm) - the rose ends can be shortened up to 8 11/16 inch (220 mm) on site - made from high-grade synthetic material in the HEWI colors 99 (pure white), 95 (stone gray), 92 (anthracite gray), 90 (jet black), 86 (sand), 84 (umber) and 33 (ruby red) Article no.: HEWI 801.34US110 | https://catalog.hewi.com/en/p/80134US110 | https://catalog.hewi.com/storage/downloads/HEWI_801_34US110_en.pdf
801.34US400 | HEWI Shower curtain rail (USA) | Curtain rod (USA) from Range 801 - rail with curtain rings - for mounting a shower curtain - with aluminum core - fixed onto wall with roses - can be shortened to 7 9/10 inch (200 mm) mm on site - with 10 curtain rings - 39 3/8 inch (1000 mm) long, rail diameter 1 5/16 inch (33 mm) and rose diameter 2 3/4 inch (70 mm) - made from high-grade synthetic material in the HEWI colors 99 (pure white), 95 (stone gray), 92 (anthracite gray), 90 (jet black), 86 (sand), 84 (umber) and 33 (ruby red) Article no.: HEWI 801.34US400 | https://catalog.hewi.com/en/p/80134US400 | https://catalog.hewi.com/storage/downloads/HEWI_801_34US400_en.pdf
801.34US410 | HEWI Shower curtain rail (USA) | Curtain rod (USA) from Range 801 - rail with curtain rings - for mounting a shower curtain - with aluminum core - fixed onto wall with roses - can be shortened to 7 9/10 inch (200 mm) mm on site - with 6 curtain rings - 19 11/16 inch (500 mm) long, rail diameter 1 5/16 inch (33 mm) and rose diameter 2 3/4 inch (70 mm) - made from high-grade synthetic material in the HEWI colors 99 (pure white), 95 (stone gray), 92 (anthracite gray), 90 (jet black), 86 (sand), 84 (umber) and 33 (ruby red) Article no.: HEWI 801.34US410 | https://catalog.hewi.com/en/p/80134US410 | https://catalog.hewi.com/storage/downloads/HEWI_801_34US410_en.pdf
801.34US420 | HEWI Shower curtain rail (USA) | Curtain rod (USA) from Range 801 - rail with curtain rings - for mounting a shower curtain - with aluminum core - fixed onto wall with roses - can be shortened to 7 9/10 inch (200 mm) mm on site - with 15 curtain rings - 59 1/16 inch (1500 mm) long, rail diameter 1 5/16 inch (33 mm) and rose diameter 2 3/4 inch (70 mm) - made from high-grade synthetic material in the HEWI colors 99 (pure white), 95 (stone gray), 92 (anthracite gray), 90 (jet black), 86 (sand), 84 (umber) and 33 (ruby red) Article no.: HEWI 801.34US420 | https://catalog.hewi.com/en/p/80134US420 | https://catalog.hewi.com/storage/downloads/HEWI_801_34US420_en.pdf
801.34US430 | HEWI Shower curtain rail (USA) | Curtain rod (USA) from Range 801 - rail with curtain rings - for mounting a shower curtain - with aluminum core - fixed onto wall with roses - can be shortened to 7 9/10 inch (200 mm) mm on site - with 20 curtain rings - 78 3/4 inch (2000 mm) long, rail diameter 1 5/16 inch (33 mm) and rose diameter 2 3/4 inch (70 mm) - made from high-grade synthetic material in the HEWI colors 99 (pure white), 95 (stone gray), 92 (anthracite gray), 90 (jet black), 86 (sand), 84 (umber) and 33 (ruby red) Article no.: HEWI 801.34US430 | https://catalog.hewi.com/en/p/80134US430 | https://catalog.hewi.com/storage/downloads/HEWI_801_34US430_en.pdf
801.35.100 | HEWI Shower grab rail | Range 801 Shower grab rail - horizontally arranged rails connected at right-angles, with fixing roses made of steel - horizontal lengths 762 mm and 474 mm - 89 mm deep, rail diameter 33 mm, rose diameter 70 mm - with continuous, corrosion resistant steel core - for wall mounting with special HEWI fixing materials and roses - can be mounted in left hand or right hand position - made of high-quality polyamide according to HEWI colour chart - Please note when using with hanging seats: Compatibility check required. - A detailed list of possible combinations of hand rails, L-shaped rails and shower handrails with matching hanging seats can be found in our online catalogue in the download area of the respective product. Article no.: HEWI 801.35.100 | https://catalog.hewi.com/en/p/80135100 | https://catalog.hewi.com/storage/downloads/HEWI_801_35_100_en.pdf
801.35.110 | HEWI Shower grab rail | Range 801 Shower grab rail - horizontally arranged rails connected at right-angles, with fixing roses made of steel - horizontal lengths 762 mm - 89 mm deep, rail diameter 33 mm, rose diameter 70 mm - with continuous, corrosion resistant steel core - for wall mounting with special HEWI fixing materials and roses - made of high-quality polyamide according to HEWI colour chart - Please note when using with hanging seats: Compatibility check required. - A detailed list of possible combinations of hand rails, L-shaped rails and shower handrails with matching hanging seats can be found in our online catalogue in the download area of the respective product. Article no.: HEWI 801.35.110 | https://catalog.hewi.com/en/p/80135110 | https://catalog.hewi.com/storage/downloads/HEWI_801_35_110_en.pdf
801.35.11050 | HEWI Shower grab rail WARM TOUCH | Range 801 shower grab rail - Made of high-quality chrome-look coated polyamide that is warm to touch - Horizontally arranged bars connected at right-angles, with steel fixing roses - Used in the shower and bathtub area to hold onto and for support - Horizontal lengths 762 mm - 89 mm deep, clear distance to the wall 56 mm, bar diameter 33 mm, rose diameter 70 mm - With continuous, corrosion-resistant steel core - For wall mounting with special HEWI fixing materials and roses - Can be mounted on the right and left side - Please note when using with hanging seats: Compatibility check required. - A detailed list of possible combinations of hand rails, L-shaped rails and shower handrails with matching hanging seats can be found in our online catalogue in the download area of the respective product. Article no.: HEWI 801.35.11050 | https://catalog.hewi.com/en/p/8013511050 | https://catalog.hewi.com/storage/downloads/HEWI_801_35_11050_en.pdf
801.35.120 | HEWI Shower grab rail | Range 801 Shower grab rail - horizontally arranged rails connected at right-angles, with fixing roses made of steel - horizontal lengths 962 mm - 89 mm deep, rail diameter 33 mm, rose diameter 70 mm - with continuous, corrosion resistant steel core - for wall mounting with special HEWI fixing materials and roses - made of high-quality polyamide according to HEWI colour chart - Please note when using with hanging seats: Compatibility check required. - A detailed list of possible combinations of hand rails, L-shaped rails and shower handrails with matching hanging seats can be found in our online catalogue in the download area of the respective product. Article no.: HEWI 801.35.120 | https://catalog.hewi.com/en/p/80135120 | https://catalog.hewi.com/storage/downloads/HEWI_801_35_120_en.pdf
801.35.1S | HEWI Support grab rail, special length | Range 801 Shower grab rail - horizontally arranged rails connected at right-angles, with fixing roses made of steel - horizontal lengths made-to-measure from 475 mm to 1800 mm - 89 mm deep, rail diameter 33 mm, rose diameter 70 mm - additional support required for lengths above 1200 mm as spacings between supports may not exceed 850 mm - with continuous, corrosion resistant steel core - for wall mounting with special HEWI fixing materials and roses - made of high-quality polyamide according to HEWI colour chart - Please note when using with hanging seats: Compatibility check required. - A detailed list of possible combinations of hand rails, L-shaped rails and shower handrails with matching hanging seats can be found in our online catalogue in the download area of the respective product. Article no.: HEWI 801.35.1S | https://catalog.hewi.com/en/p/801351S | https://catalog.hewi.com/storage/downloads/HEWI_801_35_1S_en.pdf
801.35.200 | HEWI Shower grab rail | Range 801 Shower grab rail - vertical and horizontal bars joined at right-angles with fixing roses made of steel - vertical length of 900 mm, horizontal lengths 762 mm - 89 mm deep, rail diameter 33 mm, rose diameter 70 mm - with continuous, corrosion resistant steel core - for wall mounting with special HEWI fixing materials and roses - can be mounted in left hand or right hand position - made of high-quality polyamide according to HEWI colour chart - Please note when using with hanging seats: Compatibility check required. - A detailed list of possible combinations of hand rails, L-shaped rails and shower handrails with matching hanging seats can be found in our online catalogue in the download area of the respective product. Article no.: HEWI 801.35.200 | https://catalog.hewi.com/en/p/80135200 | https://catalog.hewi.com/storage/downloads/HEWI_801_35_200_en.pdf
801.35.210 | HEWI Rail with vertical support bar and shower head holder | Range 801 Rail with vertical support bar and shower head holder - horizontal and vertical rails joined to form a right angle and fitted with fixing roses made of steel and shower holder - vertical length 1100 mm, horizontal lengths both 762 mm - 89 mm deep, diameter of bar 33 mm, rose diameter 70 mm - suitable for shower heads of various manufacturers - shower head holder adjustable to required angle (smooth adjusting) and height (via lever control) - conical adapter on shower head holder facilitates accommodation of hand spray - with continuous, corrosion resistant steel core - for wall mounting with special fixing kit and roses from HEWI - can be mounted in left hand or right hand position - made of high-quality polyamide according to HEWI colour chart - Please note when using with hanging seats: Compatibility check required. - A detailed list of possible combinations of hand rails, L-shaped rails and shower handrails with matching hanging seats can be found in our online catalogue in the download area of the respective product. Article no.: HEWI 801.35.210 | https://catalog.hewi.com/en/p/80135210 | https://catalog.hewi.com/storage/downloads/HEWI_801_35_210_en.pdf
801.35.21051 | HEWI Rail with vertical support bar and shower head holder WARM TOUCH | Range 801 rail with vertical support bar and shower head holder - made of high-quality chrome-look coated polyamide that is warm to touch - vertical and horizontal rails joined to form an L shape and fitted with rose fixings and a shower head holder - used in the shower and bathtub area to grip on to and for support - vertical length of 1100 mm, horizontal lengths 762 mm - 89 mm deep, clear distance to the wall 56 mm, bar diameter 33 mm, rose diameter 70 mm - suitable for shower heads of various manufacturers - shower head holder made of high-quality polyamide in HEWI colour 98 (signal white) - shower head holder can be continuously tilted and, after pulling or pushing a large lever, its height can be adjusted - conical adapter on shower head holder makes it easier to hook in the shower head - with continuous, corrosion resistant steel core - for wall mounting with special HEWI fixing materials and roses - can be mounted in left-hand or right-hand position - Please note when using with hanging seats: Compatibility check required. - A detailed list of possible combinations of hand rails, L-shaped rails and shower handrails with matching hanging seats can be found in our online catalogue in the download area of the respective product. Article no.: HEWI 801.35.21051 | https://catalog.hewi.com/en/p/8013521051 | https://catalog.hewi.com/storage/downloads/HEWI_801_35_21051_en.pdf
801.35.21054 | HEWI Rail with vertical support bar and shower head holder WARM TOUCH | Range 801 rail with vertical support bar and shower head holder - made of high-quality chrome-look coated polyamide that is warm to touch - vertical and horizontal rails joined to form an L shape and fitted with rose fixings and a shower head holder - used in the shower and bathtub area to grip on to and for support - vertical length of 1100 mm, horizontal lengths 762 mm - 89 mm deep, clear distance to the wall 56 mm, bar diameter 33 mm, rose diameter 70 mm - suitable for shower heads of various manufacturers - shower head holder made of high-quality polyamide in HEWI colour 92 (anthracite grey) - shower head holder can be continuously tilted and, after pulling or pushing a large lever, its height can be adjusted - conical adapter on shower head holder makes it easier to hook in the shower head - with continuous, corrosion resistant steel core - for wall mounting with special HEWI fixing materials and roses - can be mounted in left-hand or right-hand position - Please note when using with hanging seats: Compatibility check required. - A detailed list of possible combinations of hand rails, L-shaped rails and shower handrails with matching hanging seats can be found in our online catalogue in the download area of the respective product. Article no.: HEWI 801.35.21054 | https://catalog.hewi.com/en/p/8013521054 | https://catalog.hewi.com/storage/downloads/HEWI_801_35_21054_en.pdf
801.35.211 | HEWI Rail with vertical support bar and shower head holder incl. handheld shower and shower hose | Shower and bathtub handrail with shower head holder bar incl. hand shower and shower hose of the 801 series consisting of: - shower and bathtub handrail with shower head holder bar - vertically and horizontally arranged bars connected at right angles with steel fixing rosettes and shower head holder - serves in the shower and bathtub area for holding and supporting - vertical length 1100 mm, horizontal lengths 762 mm - 89 mm deep, clear distance to the wall 56 mm, bar diameter 33 mm, rosette diameter 70 mm - shower head holder can be infinitely inclined and its height can be adjusted after pulling or pressing a large-surface lever - conical holder on the shower head holder makes it easy to hook in the shower head - with a continuous corrosion-protected steel core - mount to the wall with wall-specific attachment material and rosettes of HEWI - can be mounted on the left and right side - made of high-gloss polyamide in HEWI colour 99 - meets the requirements of ÖNORM B1600/1601 and SIA 500 and - 1-jet hand shower with shower hose made of synthetic material, colour white - hand shower with soft-clean anti-calving knobs - jet type: Rain - diameter shower head: 105 mm - knobs and ring made of light grey synthetic material - flow rate at 3 bar: 14 l/min - rinsable dirt collection sieve - connection thread G 1/2, connection size: DN 15 - hose length 1600 mm - kink-protected - metal rotary cone/metal knurl, chrome-plated - hand shower tested to KTW and W270 - shower hose tested to EN 1113 and KTW - Please note when using with hanging seats: Compatibility check required. - A detailed list of possible combinations of hand rails, L-shaped rails and shower handrails with matching hanging seats can be found in our online catalogue in the download area of the respective product. Article no.: HEWI 801.35.211 | https://catalog.hewi.com/en/p/80135211 | https://catalog.hewi.com/storage/downloads/HEWI_801_35_211_en.pdf
801.35.212 | HEWI Rail with vertical support bar and shower head holder incl. handheld shower and shower hose | Shower and bathtub handrail with shower head rail incl. shower head and shower hose of the 801 range consisting of: - shower and bathtub handrail with shower head rail - vertically and horizontally arranged rails connected at right angles with steel fixing roses and shower head holder - serves in the shower and bathtub area for holding and supporting - vertical length 1100 mm, horizontal lengths 762 mm - 89 mm deep, clear distance to the wall 56 mm, rail diameter 33 mm, rose diameter 70 mm - shower head holder can be infinitely inclined and its height can be adjusted after pulling or pressing a large-surface lever - conical holder on the shower head holder makes it easy to hook in the shower head - with a continuous corrosion-protected steel core - mounted to the wall with wall-specific fixing material and roses from HEWI - can be mounted on the left and right side - made of high-gloss polyamide in HEWI colour 99 and - 1-jet shower head with shower hose made of synthetic material, colour white - shower head with soft-clean anti-limescale pimples - jet type: Rain - diameter shower head: 105 mm - pimples and ring made of light grey synthetic material - flow rate at 3 bar: 14 l/min - rinsable dirt collection sieve - connection thread G 1/2, connection size: DN 15 - hose length 2000 mm - kink-protected - rotary cone protects the shower hose from twisting - metal rotary cone/metal knurl, chrome-plated - shower head tested to KTW and W270 - shower hose tested to EN 1113 and KTW - Please note when using with hanging seats: Compatibility check required. - A detailed list of possible combinations of hand rails, L-shaped rails and shower handrails with matching hanging seats can be found in our online catalogue in the download area of the respective product. Article no.: HEWI 801.35.212 | https://catalog.hewi.com/en/p/80135212 | https://catalog.hewi.com/storage/downloads/HEWI_801_35_212_en.pdf
801.35.216 | HEWI Rail with vertical support bar and shower head holder | Range 801 Rail with vertical support bar and shower head holder - vertically and horizontally arranged, rails connected at right-angles with fixing roses made of synthetic material and shower head holder - vertical length 1100 mm, horizontal lengths 762 mm, 91 mm deep - bar diameter 33 mm, rose diameter 70 mm - suitable for shower heads of various manufacturers - shower head holder can be continuously tilted and, after pulling or pushing a large lever, its height can be adjusted - conical adapter on shower head holder makes it easier to hook in the handheld shower head - for wall mounting with special HEWI fixing materials and roses - can be mounted in left hand or right hand position - made of high-quality polyamide according to HEWI colour chart - with continuous core made of corrosion-proof steel and aluminium with stainless steel reinforced end bends - Please note when using with hanging seats: Compatibility check required. - A detailed list of possible combinations of hand rails, L-shaped rails and shower handrails with matching hanging seats can be found in our online catalogue in the download area of the respective product. Article no.: HEWI 801.35.216 | https://catalog.hewi.com/en/p/80135216 | https://catalog.hewi.com/storage/downloads/HEWI_801_35_216_en.pdf
801.35.21S | HEWI Rail with vertical support bar and shower head holder, special length | Range 801 Rail with vertical support bar and shower head holder - vertical and horizontal rails joined to form an L shape and fitted with rose fixings and a shower head holder - vertical length made-to-measure from 600 mm to 1250 mm, horizontal length made-to-measure from 475 mm to 1800 mm - 89 mm deep, rail diameter 33 mm, rose diameter 70 mm - additional support required for lengths above 1200 mm as spacings between supports may not exceed 850 mm - suitable for shower heads of various manufacturers - shower head holder can be continuously tilted and, after pulling or pushing a large lever, its height can be adjusted - conical adapter on shower head holder makes it easier to hook in the handheld shower head - with continuous, corrosion resistant steel core - for wall mounting with special HEWI fixing materials and roses - can be mounted in left hand or right hand position - made of high-quality polyamide according to HEWI colour chart - Please note when using with hanging seats: Compatibility check required. - A detailed list of possible combinations of hand rails, L-shaped rails and shower handrails with matching hanging seats can be found in our online catalogue in the download area of the respective product. Article no.: HEWI 801.35.21S | https://catalog.hewi.com/en/p/8013521S | https://catalog.hewi.com/storage/downloads/HEWI_801_35_21S_en.pdf
801.35.220 | HEWI Rail with vertical support bar and shower head holder | Range 801 Rail with vertical support bar and shower head holder - vertical and horizontal rails joined to form an L shape and fitted with rose fixings and a shower head holder - vertical length of 1250 mm, horizontal lengths 762 mm - 89 mm deep, rail diameter 33 mm, rose diameter 70 mm - suitable for shower heads of various manufacturers - shower head holder can be continuously tilted and, after pulling or pushing a large lever, its height can be adjusted - conical adapter on shower head holder makes it easier to hook in the handheld shower head - for wall mounting with special HEWI fixing materials and roses - can be mounted in left hand or right hand position - made of high-quality polyamide according to HEWI colour chart - with continuous, corrosion resistant steel core - Please note when using with hanging seats: Compatibility check required. - A detailed list of possible combinations of hand rails, L-shaped rails and shower handrails with matching hanging seats can be found in our online catalogue in the download area of the respective product. Article no.: HEWI 801.35.220 | https://catalog.hewi.com/en/p/80135220 | https://catalog.hewi.com/storage/downloads/HEWI_801_35_220_en.pdf
801.35.226 | HEWI Rail with vertical support bar and shower head holder | Range 801 Rail with vertical support bar and shower head holder - vertically and horizontally arranged, rails connected at right-angles with fixing roses made of synthetic material and shower head holder - vertical length 1250 mm, horizontal lengths 762 mm, 91 mm deep - bar diameter 33 mm, rose diameter 70 mm - suitable for shower heads of various manufacturers - shower head holder can be continuously tilted and, after pulling or pushing a large lever, its height can be adjusted - conical adapter on shower head holder makes it easier to hook in the handheld shower head - for wall mounting with special HEWI fixing materials and roses - can be mounted in left hand or right hand position - made of high-quality polyamide according to HEWI colour chart - with continuous core made of corrosion-proof steel and aluminium with stainless steel reinforced end bends - Please note when using with hanging seats: Compatibility check required. - A detailed list of possible combinations of hand rails, L-shaped rails and shower handrails with matching hanging seats can be found in our online catalogue in the download area of the respective product. Article no.: HEWI 801.35.226 | https://catalog.hewi.com/en/p/80135226 | https://catalog.hewi.com/storage/downloads/HEWI_801_35_226_en.pdf
801.35.230 | HEWI Rail with vertical support bar and shower head holder | Range 801 Rail with vertical support bar and shower head holder - horizontal and vertical rails joined to form a right angle and fitted with fixing roses made of steel and shower holder - vertical length 1100 mm, horizontal lengths 762 mm and 962 mm - 89 mm deep, diameter of bar 33 mm, rose diameter 70 mm - suitable for shower heads of various manufacturers - shower head holder adjustable to required angle (smooth adjusting) and height (via lever control) - conical adapter on shower head holder facilitates accommodation of hand spray - with continuous, corrosion resistant steel core - for wall mounting with special fixing kit and roses from HEWI - can be mounted in left hand or right hand position - made of high-quality polyamide according to HEWI colour chart - fulfils the ÖNORM B1600/1601 requirements - Please note when using with hanging seats: Compatibility check required. - A detailed list of possible combinations of hand rails, L-shaped rails and shower handrails with matching hanging seats can be found in our online catalogue in the download area of the respective product. Article no.: HEWI 801.35.230 | https://catalog.hewi.com/en/p/80135230 | https://catalog.hewi.com/storage/downloads/HEWI_801_35_230_en.pdf
801.35.236 | HEWI Rail with vertical support bar and shower head holder | Range 801 rail with vertical support bar and shower head holder - Vertically and horizontally arranged, rails connected at right-angles with fixing roses made of synthetic material and shower head holder - Used in the shower and bathtub area to hold onto and for support - Vertical length 1100 mm, horizontal lengths 762 mm and 962 mm - 91 mm deep, clear distance to the wall 58 mm, bar diameter 33 mm, rose diameter 70 mm - Suitable for shower heads of various manufacturers - Shower head holder can be continuously tilted and, after pulling or pushing a large lever, its height can be adjusted - Conical adapter on shower head holder makes it easier to hook in the shower head - With aluminium core and stainless steel reinforced curved ends - Wall mounting with wall-specific fixing material and HEWI roses - Can be mounted on the right and left side - Made of high-quality polyamide in all HEWI colours - Fulfils the requirements of ÖNORM B1600/1601 - Please note when using with hanging seats: Compatibility check required. - A detailed list of possible combinations of hand rails, L-shaped rails and shower handrails with matching hanging seats can be found in our online catalogue in the download area of the respective product. Article no.: HEWI 801.35.236 | https://catalog.hewi.com/en/p/80135236 | https://catalog.hewi.com/storage/downloads/HEWI_801_35_236_en.pdf
801.35.240 | HEWI Rail with vertical support bar and shower head holder | Range 801 Rail with vertical support bar and shower head holder - vertical and horizontal rails joined to form an L shape and fitted with rose fixings and a shower head holder - vertical length of 1250 mm, horizontal lengths 762 mm and 962 mm - 89 mm deep, rail diameter 33 mm, rose diameter 70 mm - suitable for shower heads of various manufacturers - shower head holder can be continuously tilted and, after pulling or pushing a large lever, its height can be adjusted - conical adapter on shower head holder makes it easier to hook in the handheld shower head - for wall mounting with special HEWI fixing materials and roses - can be mounted in left hand or right hand position - made of high-quality polyamide according to HEWI colour chart - with continuous, corrosion resistant steel core - fulfils the ÖNORM B1600/1601 requirements - Please note when using with hanging seats: Compatibility check required. - A detailed list of possible combinations of hand rails, L-shaped rails and shower handrails with matching hanging seats can be found in our online catalogue in the download area of the respective product. Article no.: HEWI 801.35.240 | https://catalog.hewi.com/en/p/80135240 | https://catalog.hewi.com/storage/downloads/HEWI_801_35_240_en.pdf
801.35.246 | HEWI Rail with vertical support bar and shower head holder | Range 801 rail with vertical support bar and shower head holder - Vertically and horizontally arranged, rails connected at right-angles with fixing roses made of synthetic material and shower head holder - Used in the shower and bathtub area to hold onto and for support - Vertical length 1250 mm, horizontal lengths 762 mm and 962 mm - 91 mm deep, clear distance to the wall 58 mm, bar diameter 33 mm, rose diameter 70 mm - Suitable for shower heads of various manufacturers - Shower head holder can be continuously tilted and, after pulling or pushing a large lever, its height can be adjusted - Conical adapter on shower head holder makes it easier to hook in the shower head - With aluminium core and stainless steel reinforced curved ends - Wall mounting with wall-specific fixing material and HEWI roses - Can be mounted on the right and left side - Made of high-quality polyamide in all HEWI colours - Fulfils the requirements of ÖNORM B1600/1601 - Please note when using with hanging seats: Compatibility check required. - A detailed list of possible combinations of hand rails, L-shaped rails and shower handrails with matching hanging seats can be found in our online catalogue in the download area of the respective product. Article no.: HEWI 801.35.246 | https://catalog.hewi.com/en/p/80135246 | https://catalog.hewi.com/storage/downloads/HEWI_801_35_246_en.pdf
801.35.2S | HEWI Shower grab rail, special length | Range 801 Shower grab rail - vertical and horizontal bars joined at right-angles with fixing roses made of steel - vertical length made-to-measure from 600 mm to 1250 mm, horizontal length made-to-measure from 475 mm to 1800 mm - 89 mm deep, rail diameter 33 mm, rose diameter 70 mm - additional support required for lengths above 1200 mm as spacings between supports may not exceed 850 mm - with continuous, corrosion resistant steel core - for wall mounting with special HEWI fixing materials and roses - can be mounted in left hand or right hand position - made of high-quality polyamide according to HEWI colour chart - Please note when using with hanging seats: Compatibility check required. - A detailed list of possible combinations of hand rails, L-shaped rails and shower handrails with matching hanging seats can be found in our online catalogue in the download area of the respective product. Article no.: HEWI 801.35.2S | https://catalog.hewi.com/en/p/801352S | https://catalog.hewi.com/storage/downloads/HEWI_801_35_2S_en.pdf
801.35.300 | HEWI Shower grab rail with sideways adjustable vertical support bar and shower head holder | Range 801 Rail with vertical support bar and sliding shower head holder - vertical and horizontal rails joined to form an L shape and fitted with rose fixings and a shower head holder - with vertical rail with shower head holder that can be moved to the side (for installation) - vertical length 1100 mm, horizontal lengths (corner mounting) 1185 mm and 762 mm - 89 mm deep, rail diameter 33 mm, rose diameter 70 mm - suitable for shower heads of various manufacturers - shower head holder can be continuously tilted and, after pulling or pushing a large lever, its height can be adjusted - conical adapter on shower head holder makes it easier to hook in the handheld shower head - with continuous, corrosion resistant steel core - for wall mounting with special HEWI fixing materials and roses - can be mounted in left hand or right hand position - made of high-quality polyamide according to HEWI colour chart - Please note when using with hanging seats: Compatibility check required. - A detailed list of possible combinations of hand rails, L-shaped rails and shower handrails with matching hanging seats can be found in our online catalogue in the download area of the respective product. Article no.: HEWI 801.35.300 | https://catalog.hewi.com/en/p/80135300 | https://catalog.hewi.com/storage/downloads/HEWI_801_35_300_en.pdf
801.35.310 | HEWI Shower grab rail with sideways adjustable vertical support bar and shower head holder | Range 801 Rail with vertical support bar and sliding shower head holder - vertical and horizontal rails joined to form an L shape and fitted with rose fixings and a shower head holder - with vertical rail with shower head holder that can be moved to the side (for installation) - vertical length of 1100 mm, horizontal lengths (corner mounting) 762 mm - 89 mm deep, rail diameter 33 mm, rose diameter 70 mm - suitable for shower heads of various manufacturers - shower head holder can be continuously tilted and, after pulling or pushing a large lever, its height can be adjusted - conical adapter on shower head holder makes it easier to hook in the handheld shower head - with continuous, corrosion resistant steel core - for wall mounting with special HEWI fixing materials and roses - can be mounted in left hand or right hand position - made of high-quality polyamide according to HEWI colour chart - Please note when using with hanging seats: Compatibility check required. - A detailed list of possible combinations of hand rails, L-shaped rails and shower handrails with matching hanging seats can be found in our online catalogue in the download area of the respective product. Article no.: HEWI 801.35.310 | https://catalog.hewi.com/en/p/80135310 | https://catalog.hewi.com/storage/downloads/HEWI_801_35_310_en.pdf
801.35.3100 | HEWI Shower grab rail with sideways adjustable vertical support bar and shower head holder | Shower, bath handrail with sliding shower head rail series 801 ICONIC, Corner mounting - two-coloured shower, bath handrail with sliding shower head rail - Made of high gloss polyamide - Rails and rosettes: 99 (pure white), Shower head holder: 55 (aqua blue) - Rails arranged vertically and horizontally, at right-angled rails fitted with steel fixing roses and shower head holder - With vertical rail with shower head holder that can be moved to the side (for installation) - Used in the shower and bathtub area to hold onto and for support - Vertical length 1100 mm, horizontal lengths (corner mounting) 762 mm each - Depth 88 mm, Clearance to the wall 55 mm, Rail 33 mm in diameter, Rosettes 70 mm in diameter - Suitable for shower heads of various manufacturers - Shower head holder can be continuously tilted and, after pulling or pushing a large lever, its height can be adjusted - Conical adapter on shower head holder makes it easier to hook in the shower head - With continuous, corrosion-resistant steel core - Wall mounting with wall-specific mounting material and HEWI rosettes - Can be mounted on the right and left side - Please note when using with hanging seats: Compatibility check required. - A detailed list of possible combinations of hand rails, L-shaped rails and shower handrails with matching hanging seats can be found in our online catalogue in the download area of the respective product. Article no.: HEWI 801.35.3100 | https://catalog.hewi.com/en/p/801353100 | https://catalog.hewi.com/storage/downloads/HEWI_801_35_3100_en.pdf
801.35.3101 | HEWI Shower grab rail with sideways adjustable vertical support bar and shower head holder | Shower, bath handrail with sliding shower head rail series 801 ICONIC, Corner mounting - two-coloured shower, bath handrail with sliding shower head rail - Made of high gloss polyamide - Rails and rosettes: 99 (pure white), Shower head holder: 36 (coral) - Rails arranged vertically and horizontally, at right-angled rails fitted with steel fixing roses and shower head holder - With vertical rail with shower head holder that can be moved to the side (for installation) - Used in the shower and bathtub area to hold onto and for support - Vertical length 1100 mm, horizontal lengths (corner mounting) 762 mm each - Depth 88 mm, Clearance to the wall 55 mm, rail diameter 33 mm, rose diameter 70 mm - Suitable for shower heads of various manufacturers - Shower head holder can be continuously tilted and, after pulling or pushing a large lever, its height can be adjusted - Conical adapter on shower head holder makes it easier to hook in the shower head - With continuous, corrosion-resistant steel core - Wall mounting with wall-specific mounting material and HEWI rosettes - Can be mounted on the right and left side - Please note when using with hanging seats: Compatibility check required. - A detailed list of possible combinations of hand rails, L-shaped rails and shower handrails with matching hanging seats can be found in our online catalogue in the download area of the respective product. Article no.: HEWI 801.35.3101 | https://catalog.hewi.com/en/p/801353101 | https://catalog.hewi.com/storage/downloads/HEWI_801_35_3101_en.pdf
801.35.31051 | HEWI Shower grab rail with sideways adjustable vertical support bar and shower head holder WARM TOUCH | Range 801 rail with sliding vertical support bar and shower head holder, corner mounted - made of high-quality chrome-look coated polyamide that is warm to touch - vertical and horizontal rails joined to form an L shape and fitted with rose fixings and a shower head holder - with vertical rail with shower head holder that can be moved to the side (for installation) - used in the shower and bathtub area to grip on to and for support - vertical length 1100 mm, horizontal lengths (corner mounted) 762 mm respectively - 89 mm deep, clear distance to the wall 56 mm, bar diameter 33 mm, rose diameter 70 mm - suitable for shower heads of various manufacturers - shower head holder made of high-quality polyamide in HEWI colour 98 (signal white) - shower head holder can be continuously tilted and, after pulling or pushing a large lever, its height can be adjusted - conical adapter on shower head holder makes it easier to hook in the shower head - with continuous, corrosion resistant steel core - for wall mounting with special HEWI fixing materials and roses - can be mounted in left-hand or right-hand position - Please note when using with hanging seats: Compatibility check required. - A detailed list of possible combinations of hand rails, L-shaped rails and shower handrails with matching hanging seats can be found in our online catalogue in the download area of the respective product. Article no.: HEWI 801.35.31051 | https://catalog.hewi.com/en/p/8013531051 | https://catalog.hewi.com/storage/downloads/HEWI_801_35_31051_en.pdf
801.35.31054 | HEWI Shower grab rail with sideways adjustable vertical support bar and shower head holder WARM TOUCH | Range 801 rail with sliding vertical support bar and shower head holder, corner mounted - made of high-quality chrome-look coated polyamide that is warm to touch - vertical and horizontal rails joined to form an L shape and fitted with rose fixings and a shower head holder - with vertical rail with shower head holder that can be moved to the side (for installation) - used in the shower and bathtub area to grip on to and for support - vertical length 1100 mm, horizontal lengths (corner mounted) 762 mm respectively - 89 mm deep, clear distance to the wall 56 mm, bar diameter 33 mm, rose diameter 70 mm - suitable for shower heads of various manufacturers - shower head holder made of high-quality polyamide in HEWI colour 92 (anthracite grey) - shower head holder can be continuously tilted and, after pulling or pushing a large lever, its height can be adjusted - conical adapter on shower head holder makes it easier to hook in the shower head - with continuous, corrosion resistant steel core - for wall mounting with special HEWI fixing materials and roses - can be mounted in left-hand or right-hand position - Please note when using with hanging seats: Compatibility check required. - A detailed list of possible combinations of hand rails, L-shaped rails and shower handrails with matching hanging seats can be found in our online catalogue in the download area of the respective product. Article no.: HEWI 801.35.31054 | https://catalog.hewi.com/en/p/8013531054 | https://catalog.hewi.com/storage/downloads/HEWI_801_35_31054_en.pdf
801.35.311 | HEWI Rail with sideways adjustable vertical support bar and shower head holder incl. handheld shower and shower hose | Shower and bathtub handrail with adjustable shower head holder bar incl. hand shower and shower hose of the 801 series consisting of: - vertically and horizontally arranged bars connected at right angles with steel fixing rosettes and shower head holder - with shower head rail that can be pushed vertically to the side (for mounting) - serves in the shower and bathtub area for holding and supporting - vertical length 1100 mm, horizontal lengths (corner mounting) 762 mm - 89 mm deep, clear distance to the wall 56 mm, bar diameter 33 mm, rosette diameter 70 mm - shower head holder can be infinitely inclined and its height can be adjusted after pulling or pressing a large-surface lever - conical holder on the shower head holder makes it easy to hook in the shower head - with a continuous corrosion-protected steel core - mount to the wall with wall-specific attachment material and rosettes of HEWI - can be mounted on the left and right side - made of high-gloss polyamide in HEWI colour 99 and - 1-jet hand shower with shower hose made of synthetic material, colour white - hand shower with soft-clean anti-calving knobs - jet type: Rain - diameter shower head: 105 mm - knobs and ring made of light grey synthetic material - flow rate at 3 bar: 14 l/min - rinsable dirt collection sieve - connection thread G 1/2, connection size: DN 15 - hose length 1600 mm - kink-protected - metal rotary cone/metal knurl, chrome-plated - hand shower tested to KTW and W270 - shower hose tested to EN 1113 and KTW - Please note when using with hanging seats: Compatibility check required. - A detailed list of possible combinations of hand rails, L-shaped rails and shower handrails with matching hanging seats can be found in our online catalogue in the download area of the respective product. Article no.: HEWI 801.35.311 | https://catalog.hewi.com/en/p/80135311 | https://catalog.hewi.com/storage/downloads/HEWI_801_35_311_en.pdf
801.35.312 | HEWI Rail with sideways adjustable vertical support bar and shower head holder incl. handheld shower and shower hose | Shower and bathtub handrail with adjustable shower head rail incl. shower head and shower hose of the 801 range consisting of: - vertically and horizontally arranged rails connected at right angles with steel fixing roses and shower head holder - with shower head rail that can be pushed vertically to the side (for mounting) - serves in the shower and bathtub area for holding and supporting - vertical length 1100 mm, horizontal lengths (corner mounting) 762 mm - 89 mm deep, clear distance to the wall 56 mm, rail diameter 33 mm, rose diameter 70 mm - shower head holder can be infinitely inclined and its height can be adjusted after pulling or pressing a large-surface lever - conical holder on the shower head holder makes it easy to hook in the shower head - with a continuous corrosion-protected steel core - mount to the wall with wall-specific fixing material and roses from HEWI - can be mounted on the left and right side - made of high-gloss polyamide in HEWI colour 99 and - 1-jet shower head with shower hose made of synthetic material, colour white - shower head with soft-clean anti-limescale pimples - jet type: Rain - diameter shower head: 105 mm - pimples and ring made of light grey synthetic material - flow rate at 3 bar: 14 l/min - rinsable dirt collection sieve - connection thread G 1/2, connection size: DN 15 - hose length 2000 mm - kink-protected - rotary cone protects the shower hose from twisting - metal rotary cone/metal knurl, chrome-plated - shower head tested to KTW and W270 - shower hose tested to EN 1113 and KTW - Please note when using with hanging seats: Compatibility check required. - A detailed list of possible combinations of hand rails, L-shaped rails and shower handrails with matching hanging seats can be found in our online catalogue in the download area of the respective product. Article no.: HEWI 801.35.312 | https://catalog.hewi.com/en/p/80135312 | https://catalog.hewi.com/storage/downloads/HEWI_801_35_312_en.pdf
801.35.316 | HEWI Shower grab rail with sideways adjustable vertical support bar and shower head holder | Range 801 Rail with vertical support bar and sliding shower head holder - vertical and horizontal rails joined to form an L shape and fitted with rose fixings and a shower head holder - with vertical rail with shower head holder that can be moved to the side (for installation) - vertical length of 1100 mm, horizontal lengths (corner mounting) 762 mm - 91 mm deep, rail diameter 33 mm, rose diameter 70 mm - suitable for shower heads of various manufacturers - shower head holder can be continuously tilted and, after pulling or pushing a large lever, its height can be adjusted - conical adapter on shower head holder makes it easier to hook in the handheld shower head - with aluminium core and stainless steel reinforced end bends - for wall mounting with special HEWI fixing materials and roses - can be mounted in left hand or right hand position - made of high-quality polyamide according to HEWI colour chart - Please note when using with hanging seats: Compatibility check required. - A detailed list of possible combinations of hand rails, L-shaped rails and shower handrails with matching hanging seats can be found in our online catalogue in the download area of the respective product. Article no.: HEWI 801.35.316 | https://catalog.hewi.com/en/p/80135316 | https://catalog.hewi.com/storage/downloads/HEWI_801_35_316_en.pdf
801.35.3160 | HEWI Shower grab rail with sideways adjustable vertical support bar and shower head holder | Shower, bath handrail with sliding shower head rail series 801 ICONIC, Corner mounting - two-coloured shower, bath handrail with sliding shower head rail - Made of high gloss polyamide - Rails and rosettes: 99 (pure white), Shower head holder: 55 (aqua blue) - Rails arranged vertically and horizontally, at right-angled rails fitted with synthetic material fixing roses and shower head holder - With vertical rail with shower head holder that can be moved to the side (for installation) - Used in the shower and bathtub area to hold onto and for support - Vertical length 1100 mm, horizontal lengths (corner mounting) 762 mm each - Depth 90 mm, Clearance to the wall 57 mm, Rail 33 mm in diameter, Rosettes 70 mm in diameter - Suitable for shower heads of various manufacturers - Shower head holder can be continuously tilted and, after pulling or pushing a large lever, its height can be adjusted - Conical adapter on shower head holder makes it easier to hook in the shower head - With aluminium core and stainless steel reinforced curved ends - Wall mounting with wall-specific mounting material and HEWI rosettes - Can be mounted on the right and left side - Please note when using with hanging seats: Compatibility check required. - A detailed list of possible combinations of hand rails, L-shaped rails and shower handrails with matching hanging seats can be found in our online catalogue in the download area of the respective product. Article no.: HEWI 801.35.3160 | https://catalog.hewi.com/en/p/801353160 | https://catalog.hewi.com/storage/downloads/HEWI_801_35_3160_en.pdf
801.35.3161 | HEWI Shower grab rail with sideways adjustable vertical support bar and shower head holder | Shower, bath handrail with sliding shower head rail series 801 ICONIC, Corner mounting - two-coloured shower, bath handrail with sliding shower head rail - Made of high gloss polyamide - Rails and rosettes: 99 (pure white), Shower head holder: 36 (coral) - Rails arranged vertically and horizontally, at right-angled rails fitted with synthetic material fixing roses and shower head holder - With vertical rail with shower head holder that can be moved to the side (for installation) - Used in the shower and bathtub area to hold onto and for support - Vertical length 1100 mm, horizontal lengths (corner mounting) 762 mm each - Depth 90 mm, Clearance to the wall 57 mm, Rail 33 mm in diameter, Rosettes 70 mm in diameter - Suitable for shower heads of various manufacturers - Shower head holder can be continuously tilted and, after pulling or pushing a large lever, its height can be adjusted - Conical adapter on shower head holder makes it easier to hook in the shower head - With aluminium core and stainless steel reinforced curved ends - Wall mounting with wall-specific mounting material and HEWI rosettes - Can be mounted on the right and left side - Please note when using with hanging seats: Compatibility check required. - A detailed list of possible combinations of hand rails, L-shaped rails and shower handrails with matching hanging seats can be found in our online catalogue in the download area of the respective product. Article no.: HEWI 801.35.3161 | https://catalog.hewi.com/en/p/801353161 | https://catalog.hewi.com/storage/downloads/HEWI_801_35_3161_en.pdf
801.35.317 | HEWI Rail with sideways adjustable vertical support bar and shower head holder incl. handheld shower and shower hose | Shower and bathtub handrail with adjustable shower head holder bar incl. hand shower and shower hose of the 801 series consisting of: - shower and bathtub handrail with adjustable shower head holder bar - vertically and horizontally arranged bars connected at right angles with fixing rosettes made of synthetic material and shower head holder - with shower head rail that can be pushed vertically to the side (for mounting) - serves in the shower and bathtub area for holding and supporting - vertical length 1100 mm, horizontal lengths (corner mounting) 762 mm - 91 mm deep, clear distance to the wall 58 mm, bar diameter 33 mm, rosette diameter 70 mm - suitable for hand-held shower head holder of various manufacturers - the shower head can be infinitely inclined and its height can be adjusted after pulling or pressing a large-surface lever - conical holder on the shower head holder makes it easy to hook in the shower head - with a aluinium core and stainless steel-reinforced end bends - mount to the wall with wall-specific attachment material and rosettes of HEWI - can be mounted on the left and right side - made of high-gloss polyamide in HEWI colour 99 and - 1-jet hand shower with shower hose made of synthetic material, colour white - hand shower with soft-clean anti-calving knobs - jet type: Rain - diameter shower head: 105 mm - knobs and ring made of light grey synthetic material - flow rate at 3 bar: 14 l/min - rinsable dirt collection sieve - connection thread G 1/2, connection size: DN 15 - hose length 1600 mm - kink-protected - metal rotary cone/metal knurl, chrome-plated - hand shower tested to KTW and W270 - shower hose tested to EN 1113 and KTW - Please note when using with hanging seats: Compatibility check required. - A detailed list of possible combinations of hand rails, L-shaped rails and shower handrails with matching hanging seats can be found in our online catalogue in the download area of the respective product. Article no.: HEWI 801.35.317 | https://catalog.hewi.com/en/p/80135317 | https://catalog.hewi.com/storage/downloads/HEWI_801_35_317_en.pdf
801.35.318 | HEWI Rail with sideways adjustable vertical support bar and shower head holder incl. handheld shower and shower hose | Shower and bathtub handrail with adjustable shower head rail incl. shower head and shower hose of the 801 range consisting of: - shower and bathtub handrail with adjustable shower head rail - vertically and horizontally arranged rails connected at right angles with fixing roses made of synthetic material and shower head holder - with shower head rail that can be pushed vertically to the side (for mounting) - serves in the shower and bathtub area for holding and supporting - vertical length 1100 mm, horizontal lengths (corner mounting) 762 mm - 91 mm deep, clear distance to the wall 58 mm, rail diameter 33 mm, rose diameter 70 mm - suitable for shower heads from various manufacturers - the shower head holder can be infinitely inclined and its height can be adjusted after pulling or pressing a large-surface lever - conical holder on the shower head holder makes it easy to hook in the shower head - with an aluminium core and stainless steel-reinforced end bends - mounted to the wall with wall-specific fixing material and roses from HEWI - can be mounted on the left and right side - made of high-gloss polyamide in HEWI colour 99 and - 1-jet shower head with shower hose made of synthetic material, colour white - shower head with soft-clean anti-limescale pimples - jet type: Rain - diameter shower head: 105 mm - pimples and ring made of light grey synthetic material - flow rate at 3 bar: 14 l/min - rinsable dirt collection sieve - connection thread G 1/2, connection size: DN 15 - hose length 2000 mm - kink-protected - rotary cone protects the shower hose from twisting - metal rotary cone/metal knurl, chrome-plated - shower head tested to KTW and W270 - shower hose tested to EN 1113 and KTW - Please note when using with hanging seats: Compatibility check required. - A detailed list of possible combinations of hand rails, L-shaped rails and shower handrails with matching hanging seats can be found in our online catalogue in the download area of the respective product. Article no.: HEWI 801.35.318 | https://catalog.hewi.com/en/p/80135318 | https://catalog.hewi.com/storage/downloads/HEWI_801_35_318_en.pdf
801.35.320 | HEWI Shower grab rail with sideways adjustable vertical support bar and shower head holder | Range 801 Rail with vertical support bar and sliding shower head holder - vertical and horizontal rails joined to form an L shape and fitted with rose fixings and a shower head holder - with vertical rail with shower head holder that can be moved to the side (for installation) - vertical length of 1100 mm, horizontal lengths (corner mounting) 962 mm - 89 mm deep, rail diameter 33 mm, rose diameter 70 mm - suitable for shower heads of various manufacturers - shower head holder can be continuously tilted and, after pulling or pushing a large lever, its height can be adjusted - conical adapter on shower head holder makes it easier to hook in the handheld shower head - with continuous, corrosion resistant steel core - for wall mounting with special HEWI fixing materials and roses - can be mounted in left hand or right hand position - made of high-quality polyamide according to HEWI colour chart - Please note when using with hanging seats: Compatibility check required. - A detailed list of possible combinations of hand rails, L-shaped rails and shower handrails with matching hanging seats can be found in our online catalogue in the download area of the respective product. Article no.: HEWI 801.35.320 | https://catalog.hewi.com/en/p/80135320 | https://catalog.hewi.com/storage/downloads/HEWI_801_35_320_en.pdf
801.35.3200 | HEWI Shower grab rail with sideways adjustable vertical support bar and shower head holder | Shower, bath handrail with sliding shower head rail series 801 ICONIC, Corner mounting - two-coloured shower, bath handrail with sliding shower head rail - Made of high gloss polyamide - Rails and rosettes: 99 (pure white), Shower head holder: 55 (aqua blue) - Rails arranged vertically and horizontally, at right-angled rails fitted with steel fixing roses and shower head holder - With vertical rail with shower head holder that can be moved to the side (for installation) - Used in the shower and bathtub area to hold onto and for support - Vertical length 1100 mm, horizontal lengths (corner mounting) 962 mm each - Depth 88 mm, Clearance to the wall 55 mm, Rail 33 mm in diameter, Rosettes 70 mm in diameter - Suitable for shower heads of various manufacturers - Shower head holder can be continuously tilted and, after pulling or pushing a large lever, its height can be adjusted - Conical adapter on shower head holder makes it easier to hook in the shower head - With continuous, corrosion-resistant steel core - Wall mounting with wall-specific mounting material and HEWI rosettes - Can be mounted on the right and left side - Please note when using with hanging seats: Compatibility check required. - A detailed list of possible combinations of hand rails, L-shaped rails and shower handrails with matching hanging seats can be found in our online catalogue in the download area of the respective product. Article no.: HEWI 801.35.3200 | https://catalog.hewi.com/en/p/801353200 | https://catalog.hewi.com/storage/downloads/HEWI_801_35_3200_en.pdf
801.35.3201 | HEWI Shower grab rail with sideways adjustable vertical support bar and shower head holder | Shower, bath handrail with sliding shower head rail series 801 ICONIC, Corner mounting - two-coloured shower, bath handrail with sliding shower head rail - Made of high gloss polyamide - Rails and rosettes: 99 (pure white), Shower head holder: 36 (coral) - Rails arranged vertically and horizontally, at right-angled rails fitted with steel fixing roses and shower head holder - With vertical rail with shower head holder that can be moved to the side (for installation) - Used in the shower and bathtub area to hold onto and for support - Vertical length 1100 mm, horizontal lengths (corner mounting) 962 mm each - Depth 88 mm, Clearance to the wall 55 mm, Rail 33 mm in diameter, Rosettes 70 mm in diameter - Suitable for shower heads of various manufacturers - Shower head holder can be continuously tilted and, after pulling or pushing a large lever, its height can be adjusted - Conical adapter on shower head holder makes it easier to hook in the shower head - With continuous, corrosion-resistant steel core - Wall mounting with wall-specific mounting material and HEWI rosettes - Can be mounted on the right and left side - Please note when using with hanging seats: Compatibility check required. - A detailed list of possible combinations of hand rails, L-shaped rails and shower handrails with matching hanging seats can be found in our online catalogue in the download area of the respective product. Article no.: HEWI 801.35.3201 | https://catalog.hewi.com/en/p/801353201 | https://catalog.hewi.com/storage/downloads/HEWI_801_35_3201_en.pdf
801.35.32051 | HEWI Shower grab rail with sideways adjustable vertical support bar and shower head holder WARM TOUCH | Range 801 rail with sliding vertical support bar and shower head holder, corner mounted - made of high-quality chrome-look coated polyamide that is warm to touch - vertical and horizontal rails joined to form an L shape and fitted with rose fixings and a shower head holder - with vertical rail with shower head holder that can be moved to the side (for installation) - used in the shower and bathtub area to grip on to and for support - vertical length 1100 mm, horizontal lengths (corner mounted) 962 mm respectively - 89 mm deep, clear distance to the wall 56 mm, bar diameter 33 mm, rose diameter 70 mm - suitable for shower heads of various manufacturers - shower head holder made of high-quality polyamide in HEWI colour 98 (signal white) - shower head holder can be continuously tilted and, after pulling or pushing a large lever, its height can be adjusted - conical adapter on shower head holder makes it easier to hook in the shower head - with continuous, corrosion resistant steel core - for wall mounting with special HEWI fixing materials and roses - can be mounted in left-hand or right-hand position - Please note when using with hanging seats: Compatibility check required. - A detailed list of possible combinations of hand rails, L-shaped rails and shower handrails with matching hanging seats can be found in our online catalogue in the download area of the respective product. Article no.: HEWI 801.35.32051 | https://catalog.hewi.com/en/p/8013532051 | https://catalog.hewi.com/storage/downloads/HEWI_801_35_32051_en.pdf
801.35.32054 | HEWI Shower grab rail with sideways adjustable vertical support bar and shower head holder WARM TOUCH | Range 801 rail with sliding vertical support bar and shower head holder, corner mounted - made of high-quality chrome-look coated polyamide that is warm to touch - vertical and horizontal rails joined to form an L shape and fitted with rose fixings and a shower head holder - with vertical rail with shower head holder that can be moved to the side (for installation) - used in the shower and bathtub area to grip on to and for support - vertical length 1100 mm, horizontal lengths (corner mounted) 962 mm respectively - 89 mm deep, clear distance to the wall 56 mm, bar diameter 33 mm, rose diameter 70 mm - suitable for shower heads of various manufacturers - shower head holder made of high-quality polyamide in HEWI colour 92 (anthracite grey) - shower head holder can be continuously tilted and, after pulling or pushing a large lever, its height can be adjusted - conical adapter on shower head holder makes it easier to hook in the shower head - with continuous, corrosion resistant steel core - for wall mounting with special HEWI fixing materials and roses - can be mounted in left-hand or right-hand position - Please note when using with hanging seats: Compatibility check required. - A detailed list of possible combinations of hand rails, L-shaped rails and shower handrails with matching hanging seats can be found in our online catalogue in the download area of the respective product. Article no.: HEWI 801.35.32054 | https://catalog.hewi.com/en/p/8013532054 | https://catalog.hewi.com/storage/downloads/HEWI_801_35_32054_en.pdf
801.35.330 | HEWI Shower grab rail with sideways adjustable vertical support bar and shower head holder | Range 801 Rail with vertical support bar and sliding shower head holder - vertical and horizontal rails joined to form an L shape and fitted with rose fixings and a shower head holder - with vertical rail with shower head holder that can be moved to the side (for installation) - vertical length 1250 mm, horizontal lengths (corner mounting) 1185 mm and 762 mm - 89 mm deep, rail diameter 33 mm, rose diameter 70 mm - suitable for shower heads of various manufacturers - shower head holder can be continuously tilted and, after pulling or pushing a large lever, its height can be adjusted - conical adapter on shower head holder makes it easier to hook in the handheld shower head - for wall mounting with special HEWI fixing materials and roses - can be mounted in left hand or right hand position - made of high-quality polyamide according to HEWI colour chart - with continuous, corrosion resistant steel core - Please note when using with hanging seats: Compatibility check required. - A detailed list of possible combinations of hand rails, L-shaped rails and shower handrails with matching hanging seats can be found in our online catalogue in the download area of the respective product. Article no.: HEWI 801.35.330 | https://catalog.hewi.com/en/p/80135330 | https://catalog.hewi.com/storage/downloads/HEWI_801_35_330_en.pdf
801.35.340 | HEWI Shower grab rail with sideways adjustable vertical support bar and shower head holder | Range 801 Rail with vertical support bar and sliding shower head holder - vertical and horizontal rails joined to form an L shape and fitted with rose fixings and a shower head holder - with vertical rail with shower head holder that can be moved to the side (for installation) - vertical length of 1250 mm, horizontal lengths (corner mounting) 762 mm - 89 mm deep, rail diameter 33 mm, rose diameter 70 mm - suitable for shower heads of various manufacturers - shower head holder can be continuously tilted and, after pulling or pushing a large lever, its height can be adjusted - conical adapter on shower head holder makes it easier to hook in the handheld shower head - with continuous, corrosion resistant steel core - for wall mounting with special HEWI fixing materials and roses - can be mounted in left hand or right hand position - made of high-quality polyamide according to HEWI colour chart - with continuous, corrosion resistant steel core - Please note when using with hanging seats: Compatibility check required. - A detailed list of possible combinations of hand rails, L-shaped rails and shower handrails with matching hanging seats can be found in our online catalogue in the download area of the respective product. Article no.: HEWI 801.35.340 | https://catalog.hewi.com/en/p/80135340 | https://catalog.hewi.com/storage/downloads/HEWI_801_35_340_en.pdf
801.35.346 | HEWI Shower grab rail with sideways adjustable vertical support bar and shower head holder | Range 801 Rail with vertical support bar and shower head holder - vertically and horizontally arranged, rails connected at right-angles with fixing roses made of synthetic material and shower head holder - with vertical rail with shower head holder that can be moved to the side (for installation) - vertical length 1250 mm, horizontal lengths (corner mounting) 762 mm, 91 mm deep - bar diameter 33 mm, rose diameter 70 mm - suitable for shower heads of various manufacturers - shower head holder can be continuously tilted and, after pulling or pushing a large lever, its height can be adjusted - conical adapter on shower head holder makes it easier to hook in the handheld shower head - for wall mounting with special HEWI fixing materials and roses - can be mounted in left hand or right hand position - made of high-quality polyamide according to HEWI colour chart - with aluminium core and stainless steel reinforced end bends - Please note when using with hanging seats: Compatibility check required. - A detailed list of possible combinations of hand rails, L-shaped rails and shower handrails with matching hanging seats can be found in our online catalogue in the download area of the respective product. Article no.: HEWI 801.35.346 | https://catalog.hewi.com/en/p/80135346 | https://catalog.hewi.com/storage/downloads/HEWI_801_35_346_en.pdf
801.35.350 | HEWI Shower grab rail with sideways adjustable vertical support bar and shower head holder | Range 801 Rail with vertical support bar and sliding shower head holder - vertical and horizontal rails joined to form an L shape and fitted with rose fixings and a shower head holder - with vertical rail with shower head holder that can be moved to the side (for installation) - vertical length of 1250 mm, horizontal lengths (corner mounting) 962 mm - 89 mm deep, rail diameter 33 mm, rose diameter 70 mm - suitable for shower heads of various manufacturers - shower head holder can be continuously tilted and, after pulling or pushing a large lever, its height can be adjusted - conical adapter on shower head holder makes it easier to hook in the handheld shower head - for wall mounting with special HEWI fixing materials and roses - can be mounted in left hand or right hand position - made of high-quality polyamide according to HEWI colour chart - with continuous, corrosion resistant steel core - Please note when using with hanging seats: Compatibility check required. - A detailed list of possible combinations of hand rails, L-shaped rails and shower handrails with matching hanging seats can be found in our online catalogue in the download area of the respective product. Article no.: HEWI 801.35.350 | https://catalog.hewi.com/en/p/80135350 | https://catalog.hewi.com/storage/downloads/HEWI_801_35_350_en.pdf
801.35.360 | HEWI Shower grab rail with sideways adjustable vertical support bar and shower head holder | Range 801 rail with sliding vertical support bar and shower head holder, corner mounted - Vertical and horizontal rails joined to form an L shape and fitted with rose fixings and a shower head holder - With vertical rail with shower head holder that can be moved to the side (for installation) - Used in the shower and bathtub area to hold onto and for support - Vertical length 1100 mm, horizontal lengths 762 mm and 962 mm - 89 mm deep, clear distance to the wall 56 mm, bar diameter 33 mm, rose diameter 70 mm - Suitable for shower heads of various manufacturers - Shower head holder can be continuously tilted and, after pulling or pushing a large lever, its height can be adjusted - Conical adapter on shower head holder makes it easier to hook in the shower head - With continuous, corrosion protected steel core - Wall mounting with wall-specific fixing material and HEWI roses - Can be mounted on the right and left side - Made of high-quality polyamide in all HEWI colours - Fulfils the requirements of ÖNORM B1600/1601 - Please note when using with hanging seats: Compatibility check required. - A detailed list of possible combinations of hand rails, L-shaped rails and shower handrails with matching hanging seats can be found in our online catalogue in the download area of the respective product. Article no.: HEWI 801.35.360 | https://catalog.hewi.com/en/p/80135360 | https://catalog.hewi.com/storage/downloads/HEWI_801_35_360_en.pdf
801.35.366 | HEWI Shower grab rail with sideways adjustable vertical support bar and shower head holder | Range 801 rail with sliding vertical support bar and shower head holder, corner mounted - Vertically and horizontally arranged, rails connected at right-angles with fixing roses made of synthetic material and shower head holder - With vertical rail with shower head holder that can be moved to the side (for installation) - Used in the shower and bathtub area to hold onto and for support - Vertical length 1100 mm, horizontal lengths 762 mm and 962 mm - 91 mm deep, clear distance to the wall 58 mm, bar diameter 33 mm, rose diameter 70 mm - Suitable for shower heads of various manufacturers - Shower head holder can be continuously tilted and, after pulling or pushing a large lever, its height can be adjusted - Conical adapter on shower head holder makes it easier to hook in the shower head - With aluminium core and stainless steel reinforced curved ends - Wall mounting with wall-specific fixing material and HEWI roses - Can be mounted on the right and left side - Made of high-quality polyamide in all HEWI colours - Fulfils the requirements of ÖNORM B1600/1601 - Please note when using with hanging seats: Compatibility check required. - A detailed list of possible combinations of hand rails, L-shaped rails and shower handrails with matching hanging seats can be found in our online catalogue in the download area of the respective product. Article no.: HEWI 801.35.366 | https://catalog.hewi.com/en/p/80135366 | https://catalog.hewi.com/storage/downloads/HEWI_801_35_366_en.pdf
801.35.370 | HEWI Shower grab rail with sideways adjustable vertical support bar and shower head holder | Range 801 rail with sliding vertical support bar and shower head holder, corner mounted - Vertical and horizontal rails joined to form an L shape and fitted with rose fixings and a shower head holder - With vertical rail with shower head holder that can be moved to the side (for installation) - Used in the shower and bathtub area to hold onto and for support - Vertical length 1250 mm, horizontal lengths 762 mm and 962 mm - 89 mm deep, clear distance to the wall 56 mm, bar diameter 33 mm, rose diameter 70 mm - Suitable for shower heads of various manufacturers - Shower head holder can be continuously tilted and, after pulling or pushing a large lever, its height can be adjusted - Conical adapter on shower head holder makes it easier to hook in the shower head - With continuous, corrosion protected steel core - Wall mounting with wall-specific fixing material and HEWI roses - Can be mounted on the right and left side - Made of high-quality polyamide in all HEWI colours - Fulfils the requirements of ÖNORM B1600/1601 - Please note when using with hanging seats: Compatibility check required. - A detailed list of possible combinations of hand rails, L-shaped rails and shower handrails with matching hanging seats can be found in our online catalogue in the download area of the respective product. Article no.: HEWI 801.35.370 | https://catalog.hewi.com/en/p/80135370 | https://catalog.hewi.com/storage/downloads/HEWI_801_35_370_en.pdf
801.35.376 | HEWI Shower grab rail with sideways adjustable vertical support bar and shower head holder | Range 801 rail with sliding vertical support bar and shower head holder, corner mounted - Vertically and horizontally arranged, rails connected at right-angles with fixing roses made of synthetic material and shower head holder - With vertical rail with shower head holder that can be moved to the side (for installation) - Used in the shower and bathtub area to hold onto and for support - Vertical length 1250 mm, horizontal lengths 762 mm and 962 mm - 91 mm deep, clear distance to the wall 58 mm, bar diameter 33 mm, rose diameter 70 mm - Suitable for shower heads of various manufacturers - Shower head holder can be continuously tilted and, after pulling or pushing a large lever, its height can be adjusted - Conical adapter on shower head holder makes it easier to hook in the shower head - With aluminium core and stainless steel reinforced curved ends - Wall mounting with wall-specific fixing material and HEWI roses - Can be mounted on the right and left side - Made of high-quality polyamide in all HEWI colours - Fulfils the requirements of ÖNORM B1600/1601 - Please note when using with hanging seats: Compatibility check required. - A detailed list of possible combinations of hand rails, L-shaped rails and shower handrails with matching hanging seats can be found in our online catalogue in the download area of the respective product. Article no.: HEWI 801.35.376 | https://catalog.hewi.com/en/p/80135376 | https://catalog.hewi.com/storage/downloads/HEWI_801_35_376_en.pdf
801.35.3S | HEWI Rail with vertical support bar and shower head holder, special length | Range 801 Rail with vertical support bar and sliding shower head holder - vertical and horizontal rails joined to form an L shape and fitted with rose fixings and a shower head holder - with vertical rail with shower head holder that can be moved to the side (for installation) - vertical length made-to-measure from 600 mm to 1250 mm, horizontal lengths (corner mounting) made-to-measure from 475 mm to 1800 mm - 89 mm deep, rail diameter 33 mm, rose diameter 70 mm - additional support required for lengths above 1200 mm as spacings between supports may not exceed 850 mm - suitable for shower heads of various manufacturers - shower head holder can be continuously tilted and, after pulling or pushing a large lever, its height can be adjusted - conical adapter on shower head holder makes it easier to hook in the handheld shower head - with continuous, corrosion resistant steel core - for wall mounting with special HEWI fixing materials and roses - can be mounted in left hand or right hand position - made of high-quality polyamide according to HEWI colour chart - Please note when using with hanging seats: Compatibility check required. - A detailed list of possible combinations of hand rails, L-shaped rails and shower handrails with matching hanging seats can be found in our online catalogue in the download area of the respective product. Article no.: HEWI 801.35.3S | https://catalog.hewi.com/en/p/801353S | https://catalog.hewi.com/storage/downloads/HEWI_801_35_3S_en.pdf
801.35.410 | HEWI Shower grab rail with sideways adjustable vertical support bar and shower head holder | Range 801 Rail with vertical support bar and sliding shower head holder - vertical and horizontal rails joined to form an L shape and fitted with rose fixings and a shower head holder - with vertical rail with shower head holder that can be moved to the side (for installation) - vertical length 1100 mm, horizontal length 962 mm - 89 mm deep, rail diameter 33 mm, rose diameter 70 mm - suitable for shower heads of various manufacturers - shower head holder can be continuously tilted and, after pulling or pushing a large lever, its height can be adjusted - conical adapter on shower head holder makes it easier to hook in the handheld shower head - with continuous, corrosion resistant steel core - for wall mounting with special HEWI fixing materials and roses - made of high-quality polyamide according to HEWI colour chart - Please note when using with hanging seats: Compatibility check required. - A detailed list of possible combinations of hand rails, L-shaped rails and shower handrails with matching hanging seats can be found in our online catalogue in the download area of the respective product. Article no.: HEWI 801.35.410 | https://catalog.hewi.com/en/p/80135410 | https://catalog.hewi.com/storage/downloads/HEWI_801_35_410_en.pdf
801.35.41051 | HEWI Shower grab rail with sideways adjustable vertical support bar and shower head holder WARM TOUCH | Range 801 rail with sliding vertical support bar and shower head holder - made of high-quality chrome-look coated polyamide that is warm to touch - vertical and horizontal rails joined to form an L shape and fitted with rose fixings and a shower head holder - with vertical rail with shower head holder that can be moved to the side (for installation) - used in the shower and bathtub area to grip on to and for support - vertical length 1100 mm, horizontal length 962 mm - 89 mm deep, clear distance to the wall 56 mm, bar diameter 33 mm, rose diameter 70 mm - suitable for shower heads of various manufacturers - shower head holder made of high-quality polyamide in HEWI colour 98 (signal white) - shower head holder can be continuously tilted and, after pulling or pushing a large lever, its height can be adjusted - conical adapter on shower head holder makes it easier to hook in the shower head - with continuous, corrosion resistant steel core - for wall mounting with special HEWI fixing materials and roses - Please note when using with hanging seats: Compatibility check required. - A detailed list of possible combinations of hand rails, L-shaped rails and shower handrails with matching hanging seats can be found in our online catalogue in the download area of the respective product. Article no.: HEWI 801.35.41051 | https://catalog.hewi.com/en/p/8013541051 | https://catalog.hewi.com/storage/downloads/HEWI_801_35_41051_en.pdf
801.35.41054 | HEWI Shower grab rail with sideways adjustable vertical support bar and shower head holder WARM TOUCH | Range 801 rail with sliding vertical support bar and shower head holder - made of high-quality chrome-look coated polyamide that is warm to touch - vertical and horizontal rails joined to form an L shape and fitted with rose fixings and a shower head holder - with vertical rail with shower head holder that can be moved to the side (for installation) - used in the shower and bathtub area to grip on to and for support - vertical length 1100 mm, horizontal length 962 mm - 89 mm deep, clear distance to the wall 56 mm, bar diameter 33 mm, rose diameter 70 mm - suitable for shower heads of various manufacturers - shower head holder made of high-quality polyamide in HEWI colour 92 (anthracite grey) - shower head holder can be continuously tilted and, after pulling or pushing a large lever, its height can be adjusted - conical adapter on shower head holder makes it easier to hook in the shower head - with continuous, corrosion resistant steel core - for wall mounting with special HEWI fixing materials and roses - Please note when using with hanging seats: Compatibility check required. - A detailed list of possible combinations of hand rails, L-shaped rails and shower handrails with matching hanging seats can be found in our online catalogue in the download area of the respective product. Article no.: HEWI 801.35.41054 | https://catalog.hewi.com/en/p/8013541054 | https://catalog.hewi.com/storage/downloads/HEWI_801_35_41054_en.pdf
801.35.420 | HEWI Shower grab rail with sideways adjustable vertical support bar and shower head holder | Range 801 Rail with vertical support bar and sliding shower head holder - vertical and horizontal rails joined to form an L shape and fitted with rose fixings and a shower head holder - with vertical rail with shower head holder that can be moved to the side (for installation) - vertical length 1100 mm, horizontal length 762 mm - 89 mm deep, rail diameter 33 mm, rose diameter 70 mm - suitable for shower heads of various manufacturers - shower head holder can be continuously tilted and, after pulling or pushing a large lever, its height can be adjusted - conical adapter on shower head holder makes it easier to hook in the handheld shower head - with continuous, corrosion resistant steel core - for wall mounting with special HEWI fixing materials and roses - made of high-quality polyamide according to HEWI colour chart - Please note when using with hanging seats: Compatibility check required. - A detailed list of possible combinations of hand rails, L-shaped rails and shower handrails with matching hanging seats can be found in our online catalogue in the download area of the respective product. Article no.: HEWI 801.35.420 | https://catalog.hewi.com/en/p/80135420 | https://catalog.hewi.com/storage/downloads/HEWI_801_35_420_en.pdf
801.35.42051 | HEWI Shower grab rail with sideways adjustable vertical support bar and shower head holder WARM TOUCH | Range 801 rail with sliding vertical support bar and shower head holder - made of high-quality chrome-look coated polyamide that is warm to touch - vertical and horizontal rails joined to form an L shape and fitted with rose fixings and a shower head holder - with vertical rail with shower head holder that can be moved to the side (for installation) - used in the shower and bathtub area to grip on to and for support - vertical length 1100 mm, horizontal length 762 mm - 89 mm deep, clear distance to the wall 56 mm, bar diameter 33 mm, rose diameter 70 mm - suitable for shower heads of various manufacturers - shower head holder made of high-quality polyamide in HEWI colour 98 (signal white) - shower head holder can be continuously tilted and, after pulling or pushing a large lever, its height can be adjusted - conical adapter on shower head holder makes it easier to hook in the shower head - with continuous, corrosion resistant steel core - for wall mounting with special HEWI fixing materials and roses - Please note when using with hanging seats: Compatibility check required. - A detailed list of possible combinations of hand rails, L-shaped rails and shower handrails with matching hanging seats can be found in our online catalogue in the download area of the respective product. Article no.: HEWI 801.35.42051 | https://catalog.hewi.com/en/p/8013542051 | https://catalog.hewi.com/storage/downloads/HEWI_801_35_42051_en.pdf
801.35.42054 | HEWI Shower grab rail with sideways adjustable vertical support bar and shower head holder WARM TOUCH | Range 801 rail with sliding vertical support bar and shower head holder - made of high-quality chrome-look coated polyamide that is warm to touch - vertical and horizontal rails joined to form an L shape and fitted with rose fixings and a shower head holder - with vertical rail with shower head holder that can be moved to the side (for installation) - used in the shower and bathtub area to grip on to and for support - vertical length 1100 mm, horizontal length 762 mm - 89 mm deep, clear distance to the wall 56 mm, bar diameter 33 mm, rose diameter 70 mm - suitable for shower heads of various manufacturers - shower head holder made of high-quality polyamide in HEWI colour 92 (anthracite grey) - shower head holder can be continuously tilted and, after pulling or pushing a large lever, its height can be adjusted - conical adapter on shower head holder makes it easier to hook in the shower head - with continuous, corrosion resistant steel core - for wall mounting with special HEWI fixing materials and roses - Please note when using with hanging seats: Compatibility check required. - A detailed list of possible combinations of hand rails, L-shaped rails and shower handrails with matching hanging seats can be found in our online catalogue in the download area of the respective product. Article no.: HEWI 801.35.42054 | https://catalog.hewi.com/en/p/8013542054 | https://catalog.hewi.com/storage/downloads/HEWI_801_35_42054_en.pdf
801.35.426 | HEWI Shower grab rail with sideways adjustable vertical support bar and shower head holder | Range 801 rail with sliding vertical support bar and shower head holder - Vertically and horizontally arranged, rails connected at right-angles with fixing roses made of synthetic material and shower head holder - With vertical rail with shower head holder that can be moved to the side (for installation) - Used in the shower and bathtub area to hold onto and for support - Vertical length 1100 mm, horizontal length 762 mm - 91 mm deep, clear distance to the wall 58 mm, bar diameter 33 mm, rose diameter 70 mm - Suitable for shower heads of various manufacturers - Shower head holder can be continuously tilted and, after pulling or pushing a large lever, its height can be adjusted - Conical adapter on shower head holder makes it easier to hook in the shower head - With aluminium core and stainless steel reinforced curved ends - Wall mounting with wall-specific fixing material and HEWI roses - Made of high-quality polyamide in all HEWI colours - Please note when using with hanging seats: Compatibility check required. - A detailed list of possible combinations of hand rails, L-shaped rails and shower handrails with matching hanging seats can be found in our online catalogue in the download area of the respective product. Article no.: HEWI 801.35.426 | https://catalog.hewi.com/en/p/80135426 | https://catalog.hewi.com/storage/downloads/HEWI_801_35_426_en.pdf
801.35.430 | HEWI Shower grab rail with sideways adjustable vertical support bar and shower head holder | Range 801 Rail with vertical support bar and sliding shower head holder - vertical and horizontal rails joined to form an L shape and fitted with rose fixings and a shower head holder - with vertical rail with shower head holder that can be moved to the side (for installation) - vertical length 1100 mm, horizontal length 1184 mm - 89 mm deep, rail diameter 33 mm, rose diameter 70 mm - suitable for shower heads of various manufacturers - shower head holder can be continuously tilted and, after pulling or pushing a large lever, its height can be adjusted - conical adapter on shower head holder makes it easier to hook in the handheld shower head - with continuous, corrosion resistant steel core - for wall mounting with special HEWI fixing materials and roses - made of high-quality polyamide according to HEWI colour chart - Please note when using with hanging seats: Compatibility check required. - A detailed list of possible combinations of hand rails, L-shaped rails and shower handrails with matching hanging seats can be found in our online catalogue in the download area of the respective product. Article no.: HEWI 801.35.430 | https://catalog.hewi.com/en/p/80135430 | https://catalog.hewi.com/storage/downloads/HEWI_801_35_430_en.pdf
801.35.43051 | HEWI Shower grab rail with sideways adjustable vertical support bar and shower head holder WARM TOUCH | Range 801 rail with sliding vertical support bar and shower head holder - made of high-quality chrome-look coated polyamide that is warm to touch - vertical and horizontal rails joined to form an L shape and fitted with rose fixings and a shower head holder - with vertical rail with shower head holder that can be moved to the side (for installation) - used in the shower and bathtub area to grip on to and for support - vertical length 1100 mm, horizontal length 1184 mm - 89 mm deep, clear distance to the wall 56 mm, bar diameter 33 mm, rose diameter 70 mm - suitable for shower heads of various manufacturers - shower head holder made of high-quality polyamide in HEWI colour 98 (signal white) - shower head holder can be continuously tilted and, after pulling or pushing a large lever, its height can be adjusted - conical adapter on shower head holder makes it easier to hook in the shower head - with continuous, corrosion resistant steel core - for wall mounting with special HEWI fixing materials and roses - Please note when using with hanging seats: Compatibility check required. - A detailed list of possible combinations of hand rails, L-shaped rails and shower handrails with matching hanging seats can be found in our online catalogue in the download area of the respective product. Article no.: HEWI 801.35.43051 | https://catalog.hewi.com/en/p/8013543051 | https://catalog.hewi.com/storage/downloads/HEWI_801_35_43051_en.pdf
801.35.43054 | HEWI Shower grab rail with sideways adjustable vertical support bar and shower head holder WARM TOUCH | Range 801 rail with sliding vertical support bar and shower head holder - made of high-quality chrome-look coated polyamide that is warm to touch - vertical and horizontal rails joined to form an L shape and fitted with rose fixings and a shower head holder - with vertical rail with shower head holder that can be moved to the side (for installation) - used in the shower and bathtub area to grip on to and for support - vertical length 1100 mm, horizontal length 1184 mm - 89 mm deep, clear distance to the wall 56 mm, bar diameter 33 mm, rose diameter 70 mm - suitable for shower heads of various manufacturers - shower head holder made of high-quality polyamide in HEWI colour 92 (anthracite grey) - shower head holder can be continuously tilted and, after pulling or pushing a large lever, its height can be adjusted - conical adapter on shower head holder makes it easier to hook in the shower head - with continuous, corrosion resistant steel core - for wall mounting with special HEWI fixing materials and roses - Please note when using with hanging seats: Compatibility check required. - A detailed list of possible combinations of hand rails, L-shaped rails and shower handrails with matching hanging seats can be found in our online catalogue in the download area of the respective product. Article no.: HEWI 801.35.43054 | https://catalog.hewi.com/en/p/8013543054 | https://catalog.hewi.com/storage/downloads/HEWI_801_35_43054_en.pdf
801.35.440 | HEWI Shower grab rail with sideways adjustable vertical support bar and shower head holder | Range 801 Rail with vertical support bar and sliding shower head holder - vertical and horizontal rails joined to form an L shape and fitted with rose fixings and a shower head holder - with vertical rail with shower head holder that can be moved to the side (for installation) - vertical length 1250 mm, horizontal length 962 mm - 89 mm deep, rail diameter 33 mm, rose diameter 70 mm - suitable for shower heads of various manufacturers - shower head holder can be continuously tilted and, after pulling or pushing a large lever, its height can be adjusted - conical adapter on shower head holder makes it easier to hook in the handheld shower head - for wall mounting with special HEWI fixing materials and roses - made of high-quality polyamide according to HEWI colour chart - with continuous, corrosion resistant steel core - Please note when using with hanging seats: Compatibility check required. - A detailed list of possible combinations of hand rails, L-shaped rails and shower handrails with matching hanging seats can be found in our online catalogue in the download area of the respective product. Article no.: HEWI 801.35.440 | https://catalog.hewi.com/en/p/80135440 | https://catalog.hewi.com/storage/downloads/HEWI_801_35_440_en.pdf
801.35.450 | HEWI Shower grab rail with sideways adjustable vertical support bar and shower head holder | Range 801 Rail with vertical support bar and sliding shower head holder - vertical and horizontal rails joined to form an L shape and fitted with rose fixings and a shower head holder - with vertical rail with shower head holder that can be moved to the side (for installation) - vertical length 1250 mm, horizontal length 762 mm - 89 mm deep, rail diameter 33 mm, rose diameter 70 mm - suitable for shower heads of various manufacturers - shower head holder can be continuously tilted and, after pulling or pushing a large lever, its height can be adjusted - conical adapter on shower head holder makes it easier to hook in the handheld shower head - for wall mounting with special HEWI fixing materials and roses - made of high-quality polyamide according to HEWI colour chart - with continuous, corrosion resistant steel core - Please note when using with hanging seats: Compatibility check required. - A detailed list of possible combinations of hand rails, L-shaped rails and shower handrails with matching hanging seats can be found in our online catalogue in the download area of the respective product. Article no.: HEWI 801.35.450 | https://catalog.hewi.com/en/p/80135450 | https://catalog.hewi.com/storage/downloads/HEWI_801_35_450_en.pdf
801.35.460 | HEWI Shower grab rail with sideways adjustable vertical support bar and shower head holder | Range 801 Rail with vertical support bar and sliding shower head holder - vertical and horizontal rails joined to form an L shape and fitted with rose fixings and a shower head holder - with vertical rail with shower head holder that can be moved to the side (for installation) - vertical length 1250 mm, horizontal length 1184 mm - 89 mm deep, rail diameter 33 mm, rose diameter 70 mm - suitable for shower heads of various manufacturers - shower head holder can be continuously tilted and, after pulling or pushing a large lever, its height can be adjusted - conical adapter on shower head holder makes it easier to hook in the handheld shower head - for wall mounting with special HEWI fixing materials and roses - made of high-quality polyamide according to HEWI colour chart - with continuous, corrosion resistant steel core - Please note when using with hanging seats: Compatibility check required. - A detailed list of possible combinations of hand rails, L-shaped rails and shower handrails with matching hanging seats can be found in our online catalogue in the download area of the respective product. Article no.: HEWI 801.35.460 | https://catalog.hewi.com/en/p/80135460 | https://catalog.hewi.com/storage/downloads/HEWI_801_35_460_en.pdf
801.35.4S | HEWI Rail with vertical support bar and shower head holder, special length | Range 801 Rail with vertical support bar and sliding shower head holder - vertical and horizontal rails joined to form an L shape and fitted with rose fixings and a shower head holder - with vertical rail with shower head holder that can be moved to the side (for installation) - vertical length made-to-measure from 600 mm to 1250 mm, horizontal length made-to-measure from 300 mm to 1500 mm - 89 mm deep, rail diameter 33 mm, rose diameter 70 mm - suitable for shower heads of various manufacturers - shower head holder can be continuously tilted and, after pulling or pushing a large lever, its height can be adjusted - conical adapter on shower head holder makes it easier to hook in the handheld shower head - with continuous, corrosion resistant steel core - for wall mounting with special HEWI fixing materials and roses - made of high-quality polyamide according to HEWI colour chart - Please note when using with hanging seats: Compatibility check required. - A detailed list of possible combinations of hand rails, L-shaped rails and shower handrails with matching hanging seats can be found in our online catalogue in the download area of the respective product. Article no.: HEWI 801.35.4S | https://catalog.hewi.com/en/p/801354S | https://catalog.hewi.com/storage/downloads/HEWI_801_35_4S_en.pdf
801.35.500 | HEWI Rail with vertical support bar, U-shaped | Range 801 Shower grab rail, U-shaped - arranged vertically and horizontally in U-shape, rails joined to form a right angle, fitted with fixing roses made of steel and shower head holder - vertical lengths A = 1100 mm, A2 = 900 mm, horizontal length 500 mm - 89 mm deep, rail diameter 33 mm, rose diameter 70 mm - suitable for shower heads of various manufacturers - shower head holder can be continuously tilted and, after pulling or pushing a large lever, its height can be adjusted - conical adapter on shower head holder makes it easier to hook in the handheld shower head - with continuous, corrosion resistant steel core - for wall mounting with special HEWI fixing materials and roses - can be mounted in left hand or right hand position - made of high-quality polyamide according to HEWI colour chart Article no.: HEWI 801.35.500 | https://catalog.hewi.com/en/p/80135500 | https://catalog.hewi.com/storage/downloads/HEWI_801_35_500_en.pdf
801.35.8110 | HEWI Shower grab rail with load bearing capacity up to 300 kg | Range 801 Shower grab rail - horizontally arranged rails connected at right-angles, with fixing roses made of steel - increased distance from wall of 101 mm, for easier and secure gripping - bar diameter 33 mm, rose diameter 70 mm - horizontal lengths each 774 mm - used in the shower and bathtub area to grip on to and for support - with continuous, corrosion resistant steel core - for wall mounting with special HEWI fixing materials and roses - if mounted on lightweight walls, rear lining made of laminated timber boards at least 30 mm thick is required - made of high-quality polyamide according to HEWI colour chart - weight capacity 300 kg Article no.: HEWI 801.35.8110 | https://catalog.hewi.com/en/p/801358110 | https://catalog.hewi.com/storage/downloads/HEWI_801_35_8110_en.pdf
801.35.99340 | HEWI Shower grab rail with sideways adjustable vertical support bar and shower head holder | Rail with sideways adjustable vertical support bar with shower head holder (suicide-inhibiting design) - vertical and horizontal bars joined at right-angles with fixing roses, bent upward at 45° angle - rail with shower head holder can be pushed to the side (for installation) - the form of the upper curve makes it difficult to fix ropes or cords at the top - bottom fixing point should be installed on a height of 850 mm maximum - shower head holder can be tilted and adjusted in height continuously - with continuous, corrosion resistant steel core - wall mounted with fixing material - can be mounted in left hand or right hand position - vertical length 1250 mm, horizontal lengths (corner mounting) each 762 mm - 89 mm deep, rail diameter 33 mm, rose diameter 70 mm - made of high-quality polyamide according to HEWI colour chart - supplied with fixing material BM211 - a rear lining is required for installation with rose fixings on lightweight walls, e.g. laminated timber boards > 20 mm thick. Article no.: HEWI 801.35.99340 | https://catalog.hewi.com/en/p/8013599340 | https://catalog.hewi.com/storage/downloads/HEWI_801_35_99340_en.pdf
801.35.993S | HEWI Rail with vertical support bar and shower head holder, special length | Rail with sideways adjustable vertical support bar with shower head holder (suicide-inhibiting design) - vertical and horizontal bars joined at right-angles with fixing roses, bent upward at 45° angle - rail with shower head holder can be pushed to the side (for installation) - the form of the upper curve makes it difficult to fix ropes or cords at the top - bottom fixing point should be installed on a height of 850 mm maximum - shower head holder can be tilted and adjusted in height continuously - with continuous, corrosion resistant steel core - incl. non-corrosive HEWI fixing materials - can be mounted in left hand or right hand position - if mounted on lightweight walls, rear lining made of laminated timber boards at least 20 mm thick is required - vertical length made-to-measure from 600 mm to 1250 mm, horizontal lengths (corner mounting) made-to-measure from 475 mm to 1800 mm, 89 mm deep, rail diameter 33 mm, rose diameter 70 mm - made of high-quality polyamide according to HEWI colour chart Article no.: HEWI 801.35.993S | https://catalog.hewi.com/en/p/80135993S | https://catalog.hewi.com/storage/downloads/HEWI_801_35_993S_en.pdf
801.35B100 | HEWI Shower grab rail | Range 801 Shower grab rail - horizontally arranged rails connected at right-angles, with fixing roses made of steel - horizontal lengths 762 mm and 474 mm - 89 mm deep, rail diameter 33 mm, rose diameter 70 mm - with continuous, corrosion resistant steel core - for wall mounting with special HEWI fixing materials and roses - can be mounted in left hand or right hand position - made of high-quality matt polyamide in HEWI colours 99 (pure white), 98 (signal white), 97 (light grey), 95 (stone grey) and 92 (anthracite grey) - Please note when using with hanging seats: Compatibility check required. - A detailed list of possible combinations of hand rails, L-shaped rails and shower handrails with matching hanging seats can be found in our online catalogue in the download area of the respective product. Article no.: HEWI 801.35B100 | https://catalog.hewi.com/en/p/80135B100 | https://catalog.hewi.com/storage/downloads/HEWI_801_35B100_en.pdf
801.35B110 | HEWI Shower grab rail | Range 801 Shower grab rail - horizontally arranged rails connected at right-angles, with fixing roses made of steel - horizontal lengths 762 mm - 89 mm deep, rail diameter 33 mm, rose diameter 70 mm - with continuous, corrosion resistant steel core - for wall mounting with special HEWI fixing materials and roses - made of high-quality matt polyamide in HEWI colours 99 (pure white), 98 (signal white), 97 (light grey), 95 (stone grey) and 92 (anthracite grey) - Please note when using with hanging seats: Compatibility check required. - A detailed list of possible combinations of hand rails, L-shaped rails and shower handrails with matching hanging seats can be found in our online catalogue in the download area of the respective product. Article no.: HEWI 801.35B110 | https://catalog.hewi.com/en/p/80135B110 | https://catalog.hewi.com/storage/downloads/HEWI_801_35B110_en.pdf
801.35B120 | HEWI Shower grab rail | Range 801 Shower grab rail - horizontally arranged rails connected at right-angles, with fixing roses made of steel - horizontal lengths 962 mm - 89 mm deep, rail diameter 33 mm, rose diameter 70 mm - with continuous, corrosion resistant steel core - for wall mounting with special HEWI fixing materials and roses - made of high-quality matt polyamide in HEWI colours 99 (pure white), 98 (signal white), 97 (light grey), 95 (stone grey) and 92 (anthracite grey) - Please note when using with hanging seats: Compatibility check required. - A detailed list of possible combinations of hand rails, L-shaped rails and shower handrails with matching hanging seats can be found in our online catalogue in the download area of the respective product. Article no.: HEWI 801.35B120 | https://catalog.hewi.com/en/p/80135B120 | https://catalog.hewi.com/storage/downloads/HEWI_801_35B120_en.pdf
801.35B1S | HEWI Shower grab rail, special length | Range 801 Shower grab rail - horizontally arranged rails connected at right-angles, with fixing roses made of steel - horizontal lengths made-to-measure from 475 mm to 1800 mm - 89 mm deep, rail diameter 33 mm, rose diameter 70 mm - additional support required for lengths above 1200 mm as spacings between supports may not exceed 850 mm - with continuous, corrosion resistant steel core - for wall mounting with special HEWI fixing materials and roses - made of high-quality matt polyamide in HEWI colours 99 (pure white), 98 (signal white), 97 (light grey), 95 (stone grey) and 92 (anthracite grey) - Please note when using with hanging seats: Compatibility check required. - A detailed list of possible combinations of hand rails, L-shaped rails and shower handrails with matching hanging seats can be found in our online catalogue in the download area of the respective product. Article no.: HEWI 801.35B1S | https://catalog.hewi.com/en/p/80135B1S | https://catalog.hewi.com/storage/downloads/HEWI_801_35B1S_en.pdf
801.35B200 | HEWI Shower grab rail | Range 801 Shower grab rail - vertical and horizontal bars joined at right-angles with fixing roses made of steel - vertical length of 900 mm, horizontal lengths 762 mm - 89 mm deep, rail diameter 33 mm, rose diameter 70 mm - with continuous, corrosion resistant steel core - for wall mounting with special HEWI fixing materials and roses - can be mounted in left hand or right hand position - made of high-quality matt polyamide in HEWI colours 99 (pure white), 98 (signal white), 97 (light grey), 95 (stone grey) and 92 (anthracite grey) - Please note when using with hanging seats: Compatibility check required. - A detailed list of possible combinations of hand rails, L-shaped rails and shower handrails with matching hanging seats can be found in our online catalogue in the download area of the respective product. Article no.: HEWI 801.35B200 | https://catalog.hewi.com/en/p/80135B200 | https://catalog.hewi.com/storage/downloads/HEWI_801_35B200_en.pdf
801.35B210 | HEWI Rail with vertical support bar and shower head holder | Range 801 Rail with vertical support bar and shower head holder - horizontal and vertical rails joined to form a right angle and fitted with fixing roses made of steel and shower holder - vertical length 1100 mm, horizontal lengths both 762 mm - 89 mm deep, diameter of bar 33 mm, rose diameter 70 mm - suitable for shower heads of various manufacturers - shower head holder adjustable to required angle (smooth adjusting) and height (via lever control) - functional area of the shower head holder in high-quality, glossy polyamide - conical adapter on shower head holder facilitates accommodation of hand spray - with continuous, corrosion resistant steel core - for wall mounting with special fixing kit and roses from HEWI - can be mounted in left hand or right hand position - made of high-quality matt polyamide in HEWI colours 99 (pure white), 98 (signal white), 97 (light grey), 95 (stone grey) and 92 (anthracite grey) - Please note when using with hanging seats: Compatibility check required. - A detailed list of possible combinations of hand rails, L-shaped rails and shower handrails with matching hanging seats can be found in our online catalogue in the download area of the respective product. Article no.: HEWI 801.35B210 | https://catalog.hewi.com/en/p/80135B210 | https://catalog.hewi.com/storage/downloads/HEWI_801_35B210_en.pdf
801.35B216 | HEWI Rail with vertical support bar and shower head holder | Range 801 Rail with vertical support bar and shower head holder - vertically and horizontally arranged, rails connected at right-angles with fixing roses made of synthetic material and shower head holder - vertical length 1100 mm, horizontal lengths 762 mm, 91 mm deep - bar diameter 33 mm, rose diameter 70 mm - suitable for shower heads of various manufacturers - shower head holder can be continuously tilted and, after pulling or pushing a large lever, its height can be adjusted - functional area of the shower head holder in high-quality, glossy polyamide - conical adapter on shower head holder makes it easier to hook in the handheld shower head - for wall mounting with special HEWI fixing materials and roses - can be mounted in left hand or right hand position - made of high-quality matt polyamide in HEWI colours 99 (pure white), 98 (signal white), 97 (light grey), 95 (stone grey) and 92 (anthracite grey) - with continuous core made of corrosion-proof steel and aluminium with stainless steel reinforced end bends - Please note when using with hanging seats: Compatibility check required. - A detailed list of possible combinations of hand rails, L-shaped rails and shower handrails with matching hanging seats can be found in our online catalogue in the download area of the respective product. Article no.: HEWI 801.35B216 | https://catalog.hewi.com/en/p/80135B216 | https://catalog.hewi.com/storage/downloads/HEWI_801_35B216_en.pdf
801.35B21S | HEWI Rail with vertical support bar and shower head holder | Range 801 Rail with vertical support bar and shower head holder - vertical and horizontal rails joined to form an L shape and fitted with rose fixings and a shower head holder - vertical length made-to-measure from 600 mm to 1250 mm, horizontal length made-to-measure from 475 mm to 1800 mm - 89 mm deep, rail diameter 33 mm, rose diameter 70 mm - additional support required for lengths above 1200 mm as spacings between supports may not exceed 850 mm - suitable for shower heads of various manufacturers - shower head holder can be continuously tilted and, after pulling or pushing a large lever, its height can be adjusted - functional area of the shower head holder in high-quality, glossy polyamide - conical adapter on shower head holder makes it easier to hook in the handheld shower head - with continuous, corrosion resistant steel core - for wall mounting with special HEWI fixing materials and roses - can be mounted in left hand or right hand position - made of high-quality matt polyamide in HEWI colours 99 (pure white), 98 (signal white), 97 (light grey), 95 (stone grey) and 92 (anthracite grey) - Please note when using with hanging seats: Compatibility check required. - A detailed list of possible combinations of hand rails, L-shaped rails and shower handrails with matching hanging seats can be found in our online catalogue in the download area of the respective product. Article no.: HEWI 801.35B21S | https://catalog.hewi.com/en/p/80135B21S | https://catalog.hewi.com/storage/downloads/HEWI_801_35B21S_en.pdf
801.35B220 | HEWI Rail with vertical support bar and shower head holder | Range 801 Rail with vertical support bar and shower head holder - vertical and horizontal rails joined to form an L shape and fitted with rose fixings and a shower head holder - vertical length of 1250 mm, horizontal lengths 762 mm - 89 mm deep, rail diameter 33 mm, rose diameter 70 mm - suitable for shower heads of various manufacturers - shower head holder can be continuously tilted and, after pulling or pushing a large lever, its height can be adjusted - functional area of the shower head holder in high-quality, glossy polyamide - conical adapter on shower head holder makes it easier to hook in the handheld shower head - for wall mounting with special HEWI fixing materials and roses - can be mounted in left hand or right hand position - made of high-quality matt polyamide in HEWI colours 99 (pure white), 98 (signal white), 97 (light grey), 95 (stone grey) and 92 (anthracite grey) - with continuous, corrosion resistant steel core - Please note when using with hanging seats: Compatibility check required. - A detailed list of possible combinations of hand rails, L-shaped rails and shower handrails with matching hanging seats can be found in our online catalogue in the download area of the respective product. Article no.: HEWI 801.35B220 | https://catalog.hewi.com/en/p/80135B220 | https://catalog.hewi.com/storage/downloads/HEWI_801_35B220_en.pdf
801.35B226 | HEWI Rail with vertical support bar and shower head holder | Range 801 Rail with vertical support bar and shower head holder - vertically and horizontally arranged, rails connected at right-angles with fixing roses made of synthetic material and shower head holder - vertical length 1250 mm, horizontal lengths 762 mm, 91 mm deep - bar diameter 33 mm, rose diameter 70 mm - suitable for shower heads of various manufacturers - shower head holder can be continuously tilted and, after pulling or pushing a large lever, its height can be adjusted - functional area of the shower head holder in high-quality, glossy polyamide - conical adapter on shower head holder makes it easier to hook in the handheld shower head - for wall mounting with special HEWI fixing materials and roses - can be mounted in left hand or right hand position - made of high-quality matt polyamide in HEWI colours 99 (pure white), 98 (signal white), 97 (light grey), 95 (stone grey) and 92 (anthracite grey) - with continuous core made of corrosion-proof steel and aluminium with stainless steel reinforced end bends - Please note when using with hanging seats: Compatibility check required. - A detailed list of possible combinations of hand rails, L-shaped rails and shower handrails with matching hanging seats can be found in our online catalogue in the download area of the respective product. Article no.: HEWI 801.35B226 | https://catalog.hewi.com/en/p/80135B226 | https://catalog.hewi.com/storage/downloads/HEWI_801_35B226_en.pdf
801.35B230 | HEWI Rail with vertical support bar and shower head holder | Range 801 Rail with vertical support bar and shower head holder - horizontal and vertical rails joined to form a right angle and fitted with fixing roses made of steel and shower holder - vertical length 1100 mm, horizontal lengths 762 mm and 962 mm - 89 mm deep, diameter of bar 33 mm, rose diameter 70 mm - suitable for shower heads of various manufacturers - shower head holder adjustable to required angle (smooth adjusting) and height (via lever control) - functional area of the shower head holder in high-quality, glossy polyamide - conical adapter on shower head holder facilitates accommodation of hand spray - with continuous, corrosion resistant steel core - for wall mounting with special fixing kit and roses from HEWI - can be mounted in left hand or right hand position - made of high-quality matt polyamide in HEWI colours 99 (pure white), 98 (signal white), 97 (light grey), 95 (stone grey) and 92 (anthracite grey) - Please note when using with hanging seats: Compatibility check required. - A detailed list of possible combinations of hand rails, L-shaped rails and shower handrails with matching hanging seats can be found in our online catalogue in the download area of the respective product. Article no.: HEWI 801.35B230 | https://catalog.hewi.com/en/p/80135B230 | https://catalog.hewi.com/storage/downloads/HEWI_801_35B230_en.pdf
801.35B240 | HEWI Rail with vertical support bar and shower head holder | Range 801 Rail with vertical support bar and shower head holder - vertical and horizontal rails joined to form an L shape and fitted with rose fixings and a shower head holder - vertical length of 1250 mm, horizontal lengths 762 mm and 962 mm - 89 mm deep, rail diameter 33 mm, rose diameter 70 mm - suitable for shower heads of various manufacturers - shower head holder can be continuously tilted and, after pulling or pushing a large lever, its height can be adjusted - functional area of the shower head holder in high-quality, glossy polyamide - conical adapter on shower head holder makes it easier to hook in the handheld shower head - for wall mounting with special HEWI fixing materials and roses - can be mounted in left hand or right hand position - made of high-quality matt polyamide in HEWI colours 99 (pure white), 98 (signal white), 97 (light grey), 95 (stone grey) and 92 (anthracite grey) - with continuous, corrosion resistant steel core - Please note when using with hanging seats: Compatibility check required. - A detailed list of possible combinations of hand rails, L-shaped rails and shower handrails with matching hanging seats can be found in our online catalogue in the download area of the respective product. Article no.: HEWI 801.35B240 | https://catalog.hewi.com/en/p/80135B240 | https://catalog.hewi.com/storage/downloads/HEWI_801_35B240_en.pdf
801.35B2S | HEWI Shower grab rail, special length | Range 801 Shower grab rail - vertical and horizontal bars joined at right-angles with fixing roses made of steel - vertical length made-to-measure from 600 mm to 1250 mm, horizontal length made-to-measure from 475 mm to 1800 mm - 89 mm deep, rail diameter 33 mm, rose diameter 70 mm - additional support required for lengths above 1200 mm as spacings between supports may not exceed 850 mm - with continuous, corrosion resistant steel core - for wall mounting with special HEWI fixing materials and roses - can be mounted in left hand or right hand position - made of high-quality matt polyamide in HEWI colours 99 (pure white), 98 (signal white), 97 (light grey), 95 (stone grey) and 92 (anthracite grey) - Please note when using with hanging seats: Compatibility check required. - A detailed list of possible combinations of hand rails, L-shaped rails and shower handrails with matching hanging seats can be found in our online catalogue in the download area of the respective product. Article no.: HEWI 801.35B2S | https://catalog.hewi.com/en/p/80135B2S | https://catalog.hewi.com/storage/downloads/HEWI_801_35B2S_en.pdf
801.35B300 | HEWI Shower grab rail with sideways adjustable vertical support bar and shower head holder | Range 801 Rail with vertical support bar and sliding shower head holder - vertical and horizontal rails joined to form an L shape and fitted with rose fixings and a shower head holder - with vertical rail with shower head holder that can be moved to the side (for installation) - vertical length 1100 mm, horizontal lengths (corner mounting) 1185 mm and 762 mm - 89 mm deep, rail diameter 33 mm, rose diameter 70 mm - suitable for shower heads of various manufacturers - shower head holder can be continuously tilted and, after pulling or pushing a large lever, its height can be adjusted - functional area of the shower head holder in high-quality, glossy polyamide - conical adapter on shower head holder makes it easier to hook in the handheld shower head - with continuous, corrosion resistant steel core - for wall mounting with special HEWI fixing materials and roses - can be mounted in left hand or right hand position - made of high-quality matt polyamide in HEWI colours 99 (pure white), 98 (signal white), 97 (light grey), 95 (stone grey) and 92 (anthracite grey) - Please note when using with hanging seats: Compatibility check required. - A detailed list of possible combinations of hand rails, L-shaped rails and shower handrails with matching hanging seats can be found in our online catalogue in the download area of the respective product. Article no.: HEWI 801.35B300 | https://catalog.hewi.com/en/p/80135B300 | https://catalog.hewi.com/storage/downloads/HEWI_801_35B300_en.pdf
801.35B310 | HEWI Shower grab rail with sideways adjustable vertical support bar and shower head holder | Range 801 Rail with vertical support bar and sliding shower head holder - vertical and horizontal rails joined to form an L shape and fitted with rose fixings and a shower head holder - with vertical rail with shower head holder that can be moved to the side (for installation) - vertical length of 1100 mm, horizontal lengths (corner mounting) 762 mm - 89 mm deep, rail diameter 33 mm, rose diameter 70 mm - suitable for shower heads of various manufacturers - shower head holder can be continuously tilted and, after pulling or pushing a large lever, its height can be adjusted - functional area of the shower head holder in high-quality, glossy polyamide - conical adapter on shower head holder makes it easier to hook in the handheld shower head - with continuous, corrosion resistant steel core - for wall mounting with special HEWI fixing materials and roses - can be mounted in left hand or right hand position - made of high-quality matt polyamide in HEWI colours 99 (pure white), 98 (signal white), 97 (light grey), 95 (stone grey) and 92 (anthracite grey) - Please note when using with hanging seats: Compatibility check required. - A detailed list of possible combinations of hand rails, L-shaped rails and shower handrails with matching hanging seats can be found in our online catalogue in the download area of the respective product. Article no.: HEWI 801.35B310 | https://catalog.hewi.com/en/p/80135B310 | https://catalog.hewi.com/storage/downloads/HEWI_801_35B310_en.pdf
801.35B3100 | HEWI Shower grab rail with sideways adjustable vertical support bar and shower head holder | Shower, bath handrail with sliding shower head rail series 801 ICONIC, Corner mounting - two-coloured shower, bath handrail with sliding shower head rail - Made of matt polyamide - Rails and rosettes: 99 (pure white), Shower head holder: 55 (aqua blue) - Rails arranged vertically and horizontally, at right-angled rails fitted with steel fixing roses and shower head holder - With vertical rail with shower head holder that can be moved to the side (for installation) - Used in the shower and bathtub area to hold onto and for support - Vertical length 1100 mm, horizontal lengths (corner mounting) 762 mm each - Depth 89 mm, Clearance to the wall 56 mm, Rail 33 mm in diameter, Rosettes 70 mm in diameter - Suitable for shower heads of various manufacturers - Shower head holder can be continuously tilted and, after pulling or pushing a large lever, its height can be adjusted - Functional area of the shower head holder in high quality, gloss polyamide - Conical adapter on shower head holder makes it easier to hook in the shower head - With continuous, corrosion-resistant steel core - Wall mounting with wall-specific mounting material and HEWI rosettes - Can be mounted on the right and left side - Please note when using with hanging seats: Compatibility check required. - A detailed list of possible combinations of hand rails, L-shaped rails and shower handrails with matching hanging seats can be found in our online catalogue in the download area of the respective product. Article no.: HEWI 801.35B3100 | https://catalog.hewi.com/en/p/80135B3100 | https://catalog.hewi.com/storage/downloads/HEWI_801_35B3100_en.pdf
801.35B3101 | HEWI Shower grab rail with sideways adjustable vertical support bar and shower head holder | Shower, bath handrail with sliding shower head rail series 801 ICONIC, Corner mounting - two-coloured shower, bath handrail with sliding shower head rail - Made of matt polyamide - Rails and rosettes: 99 (pure white), Shower head holder: 36 (coral) - Rails arranged vertically and horizontally, at right-angled rails fitted with steel fixing roses and shower head holder - With vertical rail with shower head holder that can be moved to the side (for installation) - Used in the shower and bathtub area to hold onto and for support - Vertical length 1100 mm, horizontal lengths (corner mounting) 762 mm each - Depth 89 mm, Clearance to the wall 56 mm, Rail 33 mm in diameter, Rosettes 70 mm in diameter - Suitable for shower heads of various manufacturers - Shower head holder can be continuously tilted and, after pulling or pushing a large lever, its height can be adjusted - Functional area of the shower head holder in high quality, gloss polyamide - Conical adapter on shower head holder makes it easier to hook in the shower head - With continuous, corrosion-resistant steel core - Wall mounting with wall-specific mounting material and HEWI rosettes - Can be mounted on the right and left side - Please note when using with hanging seats: Compatibility check required. - A detailed list of possible combinations of hand rails, L-shaped rails and shower handrails with matching hanging seats can be found in our online catalogue in the download area of the respective product. Article no.: HEWI 801.35B3101 | https://catalog.hewi.com/en/p/80135B3101 | https://catalog.hewi.com/storage/downloads/HEWI_801_35B3101_en.pdf
801.35B316 | HEWI Shower grab rail with sideways adjustable vertical support bar and shower head holder | Range 801 Rail with vertical support bar and sliding shower head holder - vertical and horizontal rails joined to form an L shape and fitted with rose fixings and a shower head holder - with vertical rail with shower head holder that can be moved to the side (for installation) - vertical length of 1100 mm, horizontal lengths (corner mounting) 762 mm - 91 mm deep, rail diameter 33 mm, rose diameter 70 mm - suitable for shower heads of various manufacturers - shower head holder can be continuously tilted and, after pulling or pushing a large lever, its height can be adjusted - functional area of the shower head holder in high-quality, glossy polyamide - conical adapter on shower head holder makes it easier to hook in the handheld shower head - with aluminium core and stainless steel reinforced end bends - for wall mounting with special HEWI fixing materials and roses - can be mounted in left hand or right hand position - made of high-quality matt polyamide in HEWI colours 99 (pure white), 98 (signal white), 97 (light grey), 95 (stone grey) and 92 (anthracite grey) - Please note when using with hanging seats: Compatibility check required. - A detailed list of possible combinations of hand rails, L-shaped rails and shower handrails with matching hanging seats can be found in our online catalogue in the download area of the respective product. Article no.: HEWI 801.35B316 | https://catalog.hewi.com/en/p/80135B316 | https://catalog.hewi.com/storage/downloads/HEWI_801_35B316_en.pdf
801.35B3160 | HEWI Shower grab rail with sideways adjustable vertical support bar and shower head holder | Shower, bath handrail with sliding shower head rail series 801 ICONIC, Corner mounting - two-coloured shower, bath handrail with sliding shower head rail - Made of matt polyamide - Rails and rosettes: 99 (pure white), Shower head holder: 55 (aqua blue) - Rails arranged vertically and horizontally, at right-angled rails fitted with synthetic material fixing roses and shower head holder - With vertical rail with shower head holder that can be moved to the side (for installation) - Used in the shower and bathtub area to hold onto and for support - Vertical length 1100 mm, horizontal lengths (corner mounting) 762 mm each - Depth 91 mm, Clearance to the wall 58 mm, Rail 33 mm in diameter, Rosettes 70 mm in diameter - Suitable for shower heads of various manufacturers - Shower head holder can be continuously tilted and, after pulling or pushing a large lever, its height can be adjusted - Functional area of the shower head holder in high quality, gloss polyamide - Conical adapter on shower head holder makes it easier to hook in the shower head - With aluminium core and stainless steel reinforced curved ends - Wall mounting with wall-specific mounting material and HEWI rosettes - Can be mounted on the right and left side - Please note when using with hanging seats: Compatibility check required. - A detailed list of possible combinations of hand rails, L-shaped rails and shower handrails with matching hanging seats can be found in our online catalogue in the download area of the respective product. Article no.: HEWI 801.35B3160 | https://catalog.hewi.com/en/p/80135B3160 | https://catalog.hewi.com/storage/downloads/HEWI_801_35B3160_en.pdf
801.35B3161 | HEWI Shower grab rail with sideways adjustable vertical support bar and shower head holder | Shower, bath handrail with sliding shower head rail series 801 ICONIC, Corner mounting - two-coloured shower, bath handrail with sliding shower head rail - Made of matt polyamide - Rails and rosettes: 99 (pure white), Shower head holder: 36 (coral) - Rails arranged vertically and horizontally, at right-angled rails fitted with synthetic material fixing roses and shower head holder - With vertical rail with shower head holder that can be moved to the side (for installation) - Used in the shower and bathtub area to hold onto and for support - Vertical length 1100 mm, horizontal lengths (corner mounting) 762 mm each - Depth 91 mm, Clearance to the wall 58 mm, Rail 33 mm in diameter, Rosettes 70 mm in diameter - Suitable for shower heads of various manufacturers - Shower head holder can be continuously tilted and, after pulling or pushing a large lever, its height can be adjusted - Functional area of the shower head holder in high quality, gloss polyamide - Conical adapter on shower head holder makes it easier to hook in the shower head - With aluminium core and stainless steel reinforced curved ends - Wall mounting with wall-specific mounting material and HEWI rosettes - Can be mounted on the right and left side - Please note when using with hanging seats: Compatibility check required. - A detailed list of possible combinations of hand rails, L-shaped rails and shower handrails with matching hanging seats can be found in our online catalogue in the download area of the respective product. Article no.: HEWI 801.35B3161 | https://catalog.hewi.com/en/p/80135B3161 | https://catalog.hewi.com/storage/downloads/HEWI_801_35B3161_en.pdf
801.35B320 | HEWI Shower grab rail with sideways adjustable vertical support bar and shower head holder | Range 801 Rail with vertical support bar and sliding shower head holder - vertical and horizontal rails joined to form an L shape and fitted with rose fixings and a shower head holder - with vertical rail with shower head holder that can be moved to the side (for installation) - vertical length of 1100 mm, horizontal lengths (corner mounting) 962 mm - 89 mm deep, rail diameter 33 mm, rose diameter 70 mm - suitable for shower heads of various manufacturers - shower head holder can be continuously tilted and, after pulling or pushing a large lever, its height can be adjusted - functional area of the shower head holder in high-quality, glossy polyamide - conical adapter on shower head holder makes it easier to hook in the handheld shower head - with continuous, corrosion resistant steel core - for wall mounting with special HEWI fixing materials and roses - can be mounted in left hand or right hand position - made of high-quality matt polyamide in HEWI colours 99 (pure white), 98 (signal white), 97 (light grey), 95 (stone grey) and 92 (anthracite grey) - Please note when using with hanging seats: Compatibility check required. - A detailed list of possible combinations of hand rails, L-shaped rails and shower handrails with matching hanging seats can be found in our online catalogue in the download area of the respective product. Article no.: HEWI 801.35B320 | https://catalog.hewi.com/en/p/80135B320 | https://catalog.hewi.com/storage/downloads/HEWI_801_35B320_en.pdf
801.35B3200 | HEWI Shower grab rail with sideways adjustable vertical support bar and shower head holder | Shower, bath handrail with sliding shower head rail series 801 ICONIC, Corner mounting - two-coloured shower, bath handrail with sliding shower head rail - Made of matt polyamide - Rails and rosettes: 99 (pure white), Shower head holder: 55 (aqua blue) - Rails arranged vertically and horizontally, at right-angled rails fitted with steel fixing roses and shower head holder - With vertical rail with shower head holder that can be moved to the side (for installation) - Used in the shower and bathtub area to hold onto and for support - Vertical length 1100 mm, horizontal lengths (corner mounting) 962 mm each - Depth 89 mm, Clearance to the wall 56 mm, Rail 33 mm in diameter, Rosettes 70 mm in diameter - Suitable for shower heads of various manufacturers - Shower head holder can be continuously tilted and, after pulling or pushing a large lever, its height can be adjusted - Functional area of the shower head holder in high quality, gloss polyamide - Conical adapter on shower head holder makes it easier to hook in the shower head - With continuous, corrosion-resistant steel core - Wall mounting with wall-specific mounting material and HEWI rosettes - Can be mounted on the right and left side - Please note when using with hanging seats: Compatibility check required. - A detailed list of possible combinations of hand rails, L-shaped rails and shower handrails with matching hanging seats can be found in our online catalogue in the download area of the respective product. Article no.: HEWI 801.35B3200 | https://catalog.hewi.com/en/p/80135B3200 | https://catalog.hewi.com/storage/downloads/HEWI_801_35B3200_en.pdf
801.35B3201 | HEWI Shower grab rail with sideways adjustable vertical support bar and shower head holder | Shower, bath handrail with sliding shower head rail series 801 ICONIC, Corner mounting - two-coloured shower, bath handrail with sliding shower head rail - Made of matt polyamide - Rails and rosettes: 99 (pure white), Shower head holder: 36 (coral) - Rails arranged vertically and horizontally, at right-angled rails fitted with steel fixing roses and shower head holder - With vertical rail with shower head holder that can be moved to the side (for installation) - Used in the shower and bathtub area to hold onto and for support - Vertical length 1100 mm, horizontal lengths (corner mounting) 962 mm each - Depth 89 mm, Clearance to the wall 56 mm, Rail 33 mm in diameter, Rosettes 70 mm in diameter - Suitable for shower heads of various manufacturers - Shower head holder can be continuously tilted and, after pulling or pushing a large lever, its height can be adjusted - Functional area of the shower head holder in high quality, gloss polyamide - Conical adapter on shower head holder makes it easier to hook in the shower head - With continuous, corrosion-resistant steel core - Wall mounting with wall-specific mounting material and HEWI rosettes - Can be mounted on the right and left side - Please note when using with hanging seats: Compatibility check required. - A detailed list of possible combinations of hand rails, L-shaped rails and shower handrails with matching hanging seats can be found in our online catalogue in the download area of the respective product. Article no.: HEWI 801.35B3201 | https://catalog.hewi.com/en/p/80135B3201 | https://catalog.hewi.com/storage/downloads/HEWI_801_35B3201_en.pdf
801.35B330 | HEWI Shower grab rail with sideways adjustable vertical support bar and shower head holder | Range 801 Rail with vertical support bar and sliding shower head holder - vertical and horizontal rails joined to form an L shape and fitted with rose fixings and a shower head holder - with vertical rail with shower head holder that can be moved to the side (for installation) - vertical length 1250 mm, horizontal lengths (corner mounting) 1185 mm and 762 mm - 89 mm deep, rail diameter 33 mm, rose diameter 70 mm - suitable for shower heads of various manufacturers - shower head holder can be continuously tilted and, after pulling or pushing a large lever, its height can be adjusted - functional area of the shower head holder in high-quality, glossy polyamide - conical adapter on shower head holder makes it easier to hook in the handheld shower head - for wall mounting with special HEWI fixing materials and roses - can be mounted in left hand or right hand position - made of high-quality matt polyamide in HEWI colours 99 (pure white), 98 (signal white), 97 (light grey), 95 (stone grey) and 92 (anthracite grey) - with continuous, corrosion resistant steel core - Please note when using with hanging seats: Compatibility check required. - A detailed list of possible combinations of hand rails, L-shaped rails and shower handrails with matching hanging seats can be found in our online catalogue in the download area of the respective product. Article no.: HEWI 801.35B330 | https://catalog.hewi.com/en/p/80135B330 | https://catalog.hewi.com/storage/downloads/HEWI_801_35B330_en.pdf
801.35B340 | HEWI Shower grab rail with sideways adjustable vertical support bar and shower head holder | Range 801 Rail with vertical support bar and sliding shower head holder - vertical and horizontal rails joined to form an L shape and fitted with rose fixings and a shower head holder - with vertical rail with shower head holder that can be moved to the side (for installation) - vertical length of 1250 mm, horizontal lengths (corner mounting) 762 mm - 89 mm deep, rail diameter 33 mm, rose diameter 70 mm - suitable for shower heads of various manufacturers - shower head holder can be continuously tilted and, after pulling or pushing a large lever, its height can be adjusted - functional area of the shower head holder in high-quality, glossy polyamide - conical adapter on shower head holder makes it easier to hook in the handheld shower head - with continuous, corrosion resistant steel core - for wall mounting with special HEWI fixing materials and roses - can be mounted in left hand or right hand position - made of high-quality matt polyamide in HEWI colours 99 (pure white), 98 (signal white), 97 (light grey), 95 (stone grey) and 92 (anthracite grey) - with continuous, corrosion resistant steel core - Please note when using with hanging seats: Compatibility check required. - A detailed list of possible combinations of hand rails, L-shaped rails and shower handrails with matching hanging seats can be found in our online catalogue in the download area of the respective product. Article no.: HEWI 801.35B340 | https://catalog.hewi.com/en/p/80135B340 | https://catalog.hewi.com/storage/downloads/HEWI_801_35B340_en.pdf
801.35B346 | HEWI Shower grab rail with sideways adjustable vertical support bar and shower head holder | Range 801 Rail with vertical support bar and shower head holder - vertically and horizontally arranged, rails connected at right-angles with fixing roses made of synthetic material and shower head holder - with vertical rail with shower head holder that can be moved to the side (for installation) - vertical length 1250 mm, horizontal lengths (corner mounting) 762 mm, 91 mm deep - bar diameter 33 mm, rose diameter 70 mm - suitable for shower heads of various manufacturers - shower head holder can be continuously tilted and, after pulling or pushing a large lever, its height can be adjusted - functional area of the shower head holder in high-quality, glossy polyamide - conical adapter on shower head holder makes it easier to hook in the handheld shower head - for wall mounting with special HEWI fixing materials and roses - can be mounted in left hand or right hand position - made of high-quality matt polyamide in HEWI colours 99 (pure white), 98 (signal white), 97 (light grey), 95 (stone grey) and 92 (anthracite grey) - with aluminium core and stainless steel reinforced end bends - Please note when using with hanging seats: Compatibility check required. - A detailed list of possible combinations of hand rails, L-shaped rails and shower handrails with matching hanging seats can be found in our online catalogue in the download area of the respective product. Article no.: HEWI 801.35B346 | https://catalog.hewi.com/en/p/80135B346 | https://catalog.hewi.com/storage/downloads/HEWI_801_35B346_en.pdf
801.35B350 | HEWI Shower grab rail with sideways adjustable vertical support bar and shower head holder | Range 801 Rail with vertical support bar and sliding shower head holder - vertical and horizontal rails joined to form an L shape and fitted with rose fixings and a shower head holder - with vertical rail with shower head holder that can be moved to the side (for installation) - vertical length of 1250 mm, horizontal lengths (corner mounting) 962 mm - 89 mm deep, rail diameter 33 mm, rose diameter 70 mm - suitable for shower heads of various manufacturers - shower head holder can be continuously tilted and, after pulling or pushing a large lever, its height can be adjusted - conical adapter on shower head holder makes it easier to hook in the handheld shower head - for wall mounting with special HEWI fixing materials and roses - can be mounted in left hand or right hand position - made of high-quality matt polyamide in HEWI colours 99 (pure white), 98 (signal white), 97 (light grey), 95 (stone grey) and 92 (anthracite grey) - with continuous, corrosion resistant steel core - Please note when using with hanging seats: Compatibility check required. - A detailed list of possible combinations of hand rails, L-shaped rails and shower handrails with matching hanging seats can be found in our online catalogue in the download area of the respective product. Article no.: HEWI 801.35B350 | https://catalog.hewi.com/en/p/80135B350 | https://catalog.hewi.com/storage/downloads/HEWI_801_35B350_en.pdf
801.35B3S | HEWI Rail with vertical support bar and shower head holder, special length | Range 801 Rail with vertical support bar and sliding shower head holder - vertical and horizontal rails joined to form an L shape and fitted with rose fixings and a shower head holder - with vertical rail with shower head holder that can be moved to the side (for installation) - vertical length made-to-measure from 600 mm to 1250 mm, horizontal lengths (corner mounting) made-to-measure from 475 mm to 1800 mm - 89 mm deep, rail diameter 33 mm, rose diameter 70 mm - additional support required for lengths above 1200 mm as spacings between supports may not exceed 850 mm - suitable for shower heads of various manufacturers - shower head holder can be continuously tilted and, after pulling or pushing a large lever, its height can be adjusted - functional area of the shower head holder in high-quality, glossy polyamide - conical adapter on shower head holder makes it easier to hook in the handheld shower head - with continuous, corrosion resistant steel core - for wall mounting with special HEWI fixing materials and roses - can be mounted in left hand or right hand position - made of high-quality matt polyamide in HEWI colours 99 (pure white), 98 (signal white), 97 (light grey), 95 (stone grey) and 92 (anthracite grey) - Please note when using with hanging seats: Compatibility check required. - A detailed list of possible combinations of hand rails, L-shaped rails and shower handrails with matching hanging seats can be found in our online catalogue in the download area of the respective product. Article no.: HEWI 801.35B3S | https://catalog.hewi.com/en/p/80135B3S | https://catalog.hewi.com/storage/downloads/HEWI_801_35B3S_en.pdf
801.35B410 | HEWI Shower grab rail with sideways adjustable vertical support bar and shower head holder | Range 801 Rail with vertical support bar and sliding shower head holder - vertical and horizontal rails joined to form an L shape and fitted with rose fixings and a shower head holder - with vertical rail with shower head holder that can be moved to the side (for installation) - vertical length 1100 mm, horizontal length 962 mm - 89 mm deep, rail diameter 33 mm, rose diameter 70 mm - suitable for shower heads of various manufacturers - shower head holder can be continuously tilted and, after pulling or pushing a large lever, its height can be adjusted - functional area of the shower head holder in high-quality, glossy polyamide - conical adapter on shower head holder makes it easier to hook in the handheld shower head - with continuous, corrosion resistant steel core - for wall mounting with special HEWI fixing materials and roses - made of high-quality matt polyamide in HEWI colours 99 (pure white), 98 (signal white), 97 (light grey), 95 (stone grey) and 92 (anthracite grey) - Please note when using with hanging seats: Compatibility check required. - A detailed list of possible combinations of hand rails, L-shaped rails and shower handrails with matching hanging seats can be found in our online catalogue in the download area of the respective product. Article no.: HEWI 801.35B410 | https://catalog.hewi.com/en/p/80135B410 | https://catalog.hewi.com/storage/downloads/HEWI_801_35B410_en.pdf
801.35B420 | HEWI Shower grab rail with sideways adjustable vertical support bar and shower head holder | Range 801 Rail with vertical support bar and sliding shower head holder - vertical and horizontal rails joined to form an L shape and fitted with rose fixings and a shower head holder - with vertical rail with shower head holder that can be moved to the side (for installation) - vertical length 1100 mm, horizontal length 762 mm - 89 mm deep, rail diameter 33 mm, rose diameter 70 mm - suitable for shower heads of various manufacturers - shower head holder can be continuously tilted and, after pulling or pushing a large lever, its height can be adjusted - functional area of the shower head holder in high-quality, glossy polyamide - conical adapter on shower head holder makes it easier to hook in the handheld shower head - with continuous, corrosion resistant steel core - for wall mounting with special HEWI fixing materials and roses - made of high-quality matt polyamide in HEWI colours 99 (pure white), 98 (signal white), 97 (light grey), 95 (stone grey) and 92 (anthracite grey) - Please note when using with hanging seats: Compatibility check required. - A detailed list of possible combinations of hand rails, L-shaped rails and shower handrails with matching hanging seats can be found in our online catalogue in the download area of the respective product. Article no.: HEWI 801.35B420 | https://catalog.hewi.com/en/p/80135B420 | https://catalog.hewi.com/storage/downloads/HEWI_801_35B420_en.pdf
801.35B430 | HEWI Shower grab rail with sideways adjustable vertical support bar and shower head holder | Range 801 Rail with vertical support bar and sliding shower head holder - vertical and horizontal rails joined to form an L shape and fitted with rose fixings and a shower head holder - with vertical rail with shower head holder that can be moved to the side (for installation) - vertical length 1100 mm, horizontal length 1184 mm - 89 mm deep, rail diameter 33 mm, rose diameter 70 mm - suitable for shower heads of various manufacturers - shower head holder can be continuously tilted and, after pulling or pushing a large lever, its height can be adjusted - functional area of the shower head holder in high-quality, glossy polyamide - conical adapter on shower head holder makes it easier to hook in the handheld shower head - with continuous, corrosion resistant steel core - for wall mounting with special HEWI fixing materials and roses - made of high-quality matt polyamide in HEWI colours 99 (pure white), 98 (signal white), 97 (light grey), 95 (stone grey) and 92 (anthracite grey) - Please note when using with hanging seats: Compatibility check required. - A detailed list of possible combinations of hand rails, L-shaped rails and shower handrails with matching hanging seats can be found in our online catalogue in the download area of the respective product. Article no.: HEWI 801.35B430 | https://catalog.hewi.com/en/p/80135B430 | https://catalog.hewi.com/storage/downloads/HEWI_801_35B430_en.pdf
801.35B440 | HEWI Shower grab rail with sideways adjustable vertical support bar and shower head holder | Range 801 Rail with vertical support bar and sliding shower head holder - vertical and horizontal rails joined to form an L shape and fitted with rose fixings and a shower head holder - with vertical rail with shower head holder that can be moved to the side (for installation) - vertical length 1250 mm, horizontal length 962 mm - 89 mm deep, rail diameter 33 mm, rose diameter 70 mm - suitable for shower heads of various manufacturers - shower head holder can be continuously tilted and, after pulling or pushing a large lever, its height can be adjusted - functional area of the shower head holder in high-quality, glossy polyamide - conical adapter on shower head holder makes it easier to hook in the handheld shower head - for wall mounting with special HEWI fixing materials and roses - made of high-quality matt polyamide in HEWI colours 99 (pure white), 98 (signal white), 97 (light grey), 95 (stone grey) and 92 (anthracite grey) - with continuous, corrosion resistant steel core - Please note when using with hanging seats: Compatibility check required. - A detailed list of possible combinations of hand rails, L-shaped rails and shower handrails with matching hanging seats can be found in our online catalogue in the download area of the respective product. Article no.: HEWI 801.35B440 | https://catalog.hewi.com/en/p/80135B440 | https://catalog.hewi.com/storage/downloads/HEWI_801_35B440_en.pdf
801.35B450 | HEWI Shower grab rail with sideways adjustable vertical support bar and shower head holder | Range 801 Rail with vertical support bar and sliding shower head holder - vertical and horizontal rails joined to form an L shape and fitted with rose fixings and a shower head holder - with vertical rail with shower head holder that can be moved to the side (for installation) - vertical length 1250 mm, horizontal length 762 mm - 89 mm deep, rail diameter 33 mm, rose diameter 70 mm - suitable for shower heads of various manufacturers - shower head holder can be continuously tilted and, after pulling or pushing a large lever, its height can be adjusted - functional area of the shower head holder in high-quality, glossy polyamide - conical adapter on shower head holder makes it easier to hook in the handheld shower head - for wall mounting with special HEWI fixing materials and roses - made of high-quality matt polyamide in HEWI colours 99 (pure white), 98 (signal white), 97 (light grey), 95 (stone grey) and 92 (anthracite grey) - with continuous, corrosion resistant steel core - Please note when using with hanging seats: Compatibility check required. - A detailed list of possible combinations of hand rails, L-shaped rails and shower handrails with matching hanging seats can be found in our online catalogue in the download area of the respective product. Article no.: HEWI 801.35B450 | https://catalog.hewi.com/en/p/80135B450 | https://catalog.hewi.com/storage/downloads/HEWI_801_35B450_en.pdf
801.35B460 | HEWI Shower grab rail with sideways adjustable vertical support bar and shower head holder | Range 801 Rail with vertical support bar and sliding shower head holder - vertical and horizontal rails joined to form an L shape and fitted with rose fixings and a shower head holder - with vertical rail with shower head holder that can be moved to the side (for installation) - vertical length 1250 mm, horizontal length 1184 mm - 89 mm deep, rail diameter 33 mm, rose diameter 70 mm - suitable for shower heads of various manufacturers - shower head holder can be continuously tilted and, after pulling or pushing a large lever, its height can be adjusted - functional area of the shower head holder in high-quality, glossy polyamide - conical adapter on shower head holder makes it easier to hook in the handheld shower head - for wall mounting with special HEWI fixing materials and roses - made of high-quality matt polyamide in HEWI colours 99 (pure white), 98 (signal white), 97 (light grey), 95 (stone grey) and 92 (anthracite grey) - with continuous, corrosion resistant steel core - Please note when using with hanging seats: Compatibility check required. - A detailed list of possible combinations of hand rails, L-shaped rails and shower handrails with matching hanging seats can be found in our online catalogue in the download area of the respective product. Article no.: HEWI 801.35B460 | https://catalog.hewi.com/en/p/80135B460 | https://catalog.hewi.com/storage/downloads/HEWI_801_35B460_en.pdf
801.35B4S | HEWI Rail with vertical support bar and shower head holder, special length | Range 801 Rail with vertical support bar and sliding shower head holder - vertical and horizontal rails joined to form an L shape and fitted with rose fixings and a shower head holder - with vertical rail with shower head holder that can be moved to the side (for installation) - vertical length made-to-measure from 600 mm to 1250 mm, horizontal length made-to-measure from 300 mm to 1500 mm - 89 mm deep, rail diameter 33 mm, rose diameter 70 mm - suitable for shower heads of various manufacturers - shower head holder can be continuously tilted and, after pulling or pushing a large lever, its height can be adjusted - functional area of the shower head holder in high-quality, glossy polyamide - conical adapter on shower head holder makes it easier to hook in the handheld shower head - with continuous, corrosion resistant steel core - for wall mounting with special HEWI fixing materials and roses - made of high-quality matt polyamide in HEWI colours 99 (pure white), 98 (signal white), 97 (light grey), 95 (stone grey) and 92 (anthracite grey) - Please note when using with hanging seats: Compatibility check required. - A detailed list of possible combinations of hand rails, L-shaped rails and shower handrails with matching hanging seats can be found in our online catalogue in the download area of the respective product. Article no.: HEWI 801.35B4S | https://catalog.hewi.com/en/p/80135B4S | https://catalog.hewi.com/storage/downloads/HEWI_801_35B4S_en.pdf
801.35B500 | HEWI Rail with vertical support bar, U-shaped | Range 801 Shower grab rail, U-shaped - arranged vertically and horizontally in U-shape, rails joined to form a right angle, fitted with fixing roses made of steel and shower head holder - vertical lengths A = 1100 mm, A2 = 900 mm, horizontal length 500 mm - 89 mm deep, rail diameter 33 mm, rose diameter 70 mm - suitable for shower heads of various manufacturers - shower head holder can be continuously tilted and, after pulling or pushing a large lever, its height can be adjusted - functional area of the shower head holder in high-quality, glossy polyamide - conical adapter on shower head holder makes it easier to hook in the handheld shower head - with continuous, corrosion resistant steel core - for wall mounting with special HEWI fixing materials and roses - can be mounted in left hand or right hand position - made of high-quality matt polyamide in HEWI colours 99 (pure white), 98 (signal white), 97 (light grey), 95 (stone grey) and 92 (anthracite grey) Article no.: HEWI 801.35B500 | https://catalog.hewi.com/en/p/80135B500 | https://catalog.hewi.com/storage/downloads/HEWI_801_35B500_en.pdf
801.35BUS100 | HEWI Shower grab bar (ADA) | Shower grab rail (USA) from Range 801 - arranged horizontally, rods connected at a right angle with steel fixing roses - horizontal lengths 37 1/2 inch x 19 1/2 inch (952 x 495 mm) - 2 3/4 inch (70 mm) deep, rail diameter 1 5/16 inch (33 mm), rose diameter 2 3/4 inch (70 mm) - with corrosion-protected steel core throughout - wall mounting with wall-specific fixing material and roses from HEWI - can be mounted on the right and left side - maximum loading capacity 330 lbs (150 kg) - made of high-quality matt polyamide in HEWI colours 99 (pure white), 95 (stone grey) and 92 (anthracite grey) - meets the requirements of 2010 ADA standards and ICC/ANSI A117.1-2017 Article no.: HEWI 801.35BUS100 | https://catalog.hewi.com/en/p/80135BUS100 | https://catalog.hewi.com/storage/downloads/HEWI_801_35BUS100_en.pdf
801.35BUS110 | HEWI Shower grab bar (ADA) | Shower grab rail (USA) from Range 801 - arranged horizontally, rods connected at a right angle with steel fixing roses - horizontal lengths 25 1/2 inch x 25 1/2 inch (647 x 647 mm) - 2 3/4 inch (70 mm) deep, rail diameter 1 5/16 inch (33 mm), rose diameter 2 3/4 inch (70 mm) - with corrosion-protected steel core throughout - wall mounting with wall-specific fixing material and roses from HEWI - can be mounted on the right and left side - maximum loading capacity 330 lbs (150 kg) - made of high-quality matt polyamide in HEWI colours 99 (pure white), 95 (stone grey) and 92 (anthracite grey) - meets the requirements of 2010 ADA standards and ICC/ANSI A117.1-2017 Article no.: HEWI 801.35BUS110 | https://catalog.hewi.com/en/p/80135BUS110 | https://catalog.hewi.com/storage/downloads/HEWI_801_35BUS110_en.pdf
801.35BUS120 | HEWI Shower grab bar (ADA) | Shower grab rail (USA) from Range 801 - arranged horizontally, rods connected at a right angle with steel fixing roses - horizontal lengths 37 1/2 inch x 37 1/2 inch (952 x 952 mm) - 2 3/4 inch (70 mm) deep, rail diameter 1 5/16 inch (33 mm), rose diameter 2 3/4 inch (70 mm) - with corrosion-protected steel core throughout - wall mounting with wall-specific fixing material and roses from HEWI - can be mounted on the right and left side - maximum loading capacity 330 lbs (150 kg) - made of high-quality matt polyamide in HEWI colours 99 (pure white), 95 (stone grey) and 92 (anthracite grey) - meets the requirements of 2010 ADA standards and ICC/ANSI A117.1-2017 Article no.: HEWI 801.35BUS120 | https://catalog.hewi.com/en/p/80135BUS120 | https://catalog.hewi.com/storage/downloads/HEWI_801_35BUS120_en.pdf
801.35BUS200 | HEWI Shower grab bar (ADA) | Shower grab rail (USA) from Range 801 - positioned horizontally and vertically, rails connected at a right angle with steel fixing roses - with corrosion-protected steel core throughout - vertical length 30 inch (762 mm), horizontal lengths 31 1/2 inch (800 mm) - 2 3/4 inch (70 mm) deep, rail diameter 1 5/16 inch (33 mm), rose diameter 2 3/4 inch (70 mm) - wall mounting with wall-specific fixing material and roses from HEWI - can be mounted on the right and left side - maximum loading capacity 330 lbs (150 kg) - made of high-quality matt polyamide in HEWI colours 99 (pure white), 95 (stone grey) and 92 (anthracite grey) - meets the requirements of 2010 ADA standards and ICC/ANSI A117.1-2017 Article no.: HEWI 801.35BUS200 | https://catalog.hewi.com/en/p/80135BUS200 | https://catalog.hewi.com/storage/downloads/HEWI_801_35BUS200_en.pdf
801.35BUS220 | HEWI Shower grab bar (ADA) | Shower grab rail with shower head holder rail (USA) from Range 801 - positioned horizontally and vertically, rails connected at a right angle with steel fixing roses and shower head holder - with corrosion-protected steel core throughout - vertical length 49 3/16 inch (1250 mm), horizontal lengths 31 1/2 inch (800 mm) - 2 3/4 inch (70 mm) deep, rail diameter 1 5/16 inch (33 mm), rose diameter 2 3/4 inch (70 mm) - suitable for handheld shower heads from various manufacturers - shower head holder can be tilted continuously and its height can be adjusted by pulling or pushing a broad lever - functional area of the shower head holder in high-quality, glossy polyamide - cone-shaped insert on the shower head holder makes it easier to mount the handheld shower head - wall mounting with wall-specific fixing material and roses from HEWI - can be mounted on the right and left side - maximum loading capacity 330 lbs (150 kg) - made of high-quality matt polyamide in HEWI colours 99 (pure white), 95 (stone grey) and 92 (anthracite grey) - meets the requirements of 2010 ADA standards and ICC/ANSI A117.1-2017 Article no.: HEWI 801.35BUS220 | https://catalog.hewi.com/en/p/80135BUS220 | https://catalog.hewi.com/storage/downloads/HEWI_801_35BUS220_en.pdf
801.35BUS310 | HEWI Rail with sideways adjustable vertical support bar and shower head holder (ADA) | Shower grab rail with adjustable shower head holder rail (USA) from Range 801 - positioned horizontally and vertically, rails connected at a right angle with steel fixing roses and shower head holder - with sideways (for mounting) adjustable vertical rail with shower head holder - with corrosion-protected steel core throughout - vertical length 49 3/16 inch (1250 mm), horizontal lengths 37 1/2 inch (952 mm) and 25 1/2 inch (647 mm) - 2 3/4 inch (70 mm) deep, rail diameter 1 5/16 inch (33 mm), rose diameter 2 3/4 inch (70 mm) - suitable for handheld shower heads from various manufacturers - shower head holder can be tilted continuously and its height can be adjusted by pulling or pushing a broad lever - functional area of the shower head holder in high-quality, glossy polyamide - cone-shaped insert on the shower head holder makes it easier to mount the handheld shower head - wall mounting with wall-specific fixing material and roses from HEWI - can be mounted on the right and left side - maximum loading capacity 330 lbs (150 kg) - made of high-quality matt polyamide in HEWI colours 99 (pure white), 95 (stone grey) and 92 (anthracite grey) - meets the requirements of 2010 ADA standards and ICC/ANSI A117.1-2017 Article no.: HEWI 801.35BUS310 | https://catalog.hewi.com/en/p/80135BUS310 | https://catalog.hewi.com/storage/downloads/HEWI_801_35BUS310_en.pdf
801.35D110 | HEWI active+ Shower grab rail | Range 801 Shower grab rail - horizontally arranged rails connected at right-angles, with fixing roses made of steel - horizontal lengths 762 mm - 89 mm deep, rail diameter 33 mm, rose diameter 70 mm - with continuous, corrosion resistant steel core - for wall mounting with special HEWI fixing materials and roses - made of high-quality polyamide in HEWI colour 98 (signal white), with active antimicrobial microsilver - Please note when using with hanging seats: Compatibility check required. - A detailed list of possible combinations of hand rails, L-shaped rails and shower handrails with matching hanging seats can be found in our online catalogue in the download area of the respective product. Article no.: HEWI 801.35D110 | https://catalog.hewi.com/en/p/80135D110 | https://catalog.hewi.com/storage/downloads/HEWI_801_35D110_en.pdf
801.35D1S | HEWI active+ Support grab rail, special length | Range 801 Shower grab rail - horizontally arranged rails connected at right-angles, with fixing roses made of steel - horizontal lengths made-to-measure from 475 mm to 1800 mm - 89 mm deep, rail diameter 33 mm, rose diameter 70 mm - additional support required for lengths above 1200 mm as spacings between supports may not exceed 850 mm - with continuous, corrosion resistant steel core - for wall mounting with special HEWI fixing materials and roses - made of high-quality polyamide in HEWI colour 98 (signal white), with active antimicrobial microsilver - Please note when using with hanging seats: Compatibility check required. - A detailed list of possible combinations of hand rails, L-shaped rails and shower handrails with matching hanging seats can be found in our online catalogue in the download area of the respective product. Article no.: HEWI 801.35D1S | https://catalog.hewi.com/en/p/80135D1S | https://catalog.hewi.com/storage/downloads/HEWI_801_35D1S_en.pdf
801.35D210 | HEWI active+ Rail with vertical support bar and shower head holder | Range 801 Rail with vertical support bar and shower head holder - vertical and horizontal rails joined to form an L shape and fitted with rose fixings and a shower head holder - vertical length 1100 mm, horizontal length 600 mm - 89 mm deep, rail diameter 33 mm, rose diameter 70 mm - suitable for shower heads of various manufacturers - shower head holder can be continuously tilted and, after pulling or pushing a large lever, its height can be adjusted - conical adapter on shower head holder makes it easier to hook in the handheld shower head - with continuous, corrosion resistant steel core - for wall mounting with special HEWI fixing materials and roses - can be mounted in left hand or right hand position - made of high-quality polyamide in HEWI colour 98 (signal white), with active antimicrobial microsilver - Please note when using with hanging seats: Compatibility check required. - A detailed list of possible combinations of hand rails, L-shaped rails and shower handrails with matching hanging seats can be found in our online catalogue in the download area of the respective product. Article no.: HEWI 801.35D210 | https://catalog.hewi.com/en/p/80135D210 | https://catalog.hewi.com/storage/downloads/HEWI_801_35D210_en.pdf
801.35D21S | HEWI active+ Rail with vertical support bar and shower head holder, special length | Range 801 Rail with vertical support bar and shower head holder - vertical and horizontal rails joined to form an L shape and fitted with rose fixings and a shower head holder - vertical length made-to-measure from 600 mm to 1250 mm, horizontal length made-to-measure from 475 mm to 1800 mm - 89 mm deep, rail diameter 33 mm, rose diameter 70 mm - additional support required for lengths above 1200 mm as spacings between supports may not exceed 850 mm - suitable for shower heads of various manufacturers - shower head holder can be continuously tilted and, after pulling or pushing a large lever, its height can be adjusted - conical adapter on shower head holder makes it easier to hook in the handheld shower head - with continuous, corrosion resistant steel core - for wall mounting with special HEWI fixing materials and roses - can be mounted in left hand or right hand position - made of high-quality polyamide in HEWI colour 98 (signal white), with active antimicrobial microsilver - Please note when using with hanging seats: Compatibility check required. - A detailed list of possible combinations of hand rails, L-shaped rails and shower handrails with matching hanging seats can be found in our online catalogue in the download area of the respective product. Article no.: HEWI 801.35D21S | https://catalog.hewi.com/en/p/80135D21S | https://catalog.hewi.com/storage/downloads/HEWI_801_35D21S_en.pdf
801.35D220 | HEWI active+ Rail with vertical support bar and shower head holder | Range 801 Rail with vertical support bar and shower head holder - vertical and horizontal rails joined to form an L shape and fitted with rose fixings and a shower head holder - vertical length of 1250 mm, horizontal lengths 762 mm - 89 mm deep, rail diameter 33 mm, rose diameter 70 mm - suitable for shower heads of various manufacturers - shower head holder can be continuously tilted and, after pulling or pushing a large lever, its height can be adjusted - conical adapter on shower head holder makes it easier to hook in the handheld shower head - for wall mounting with special HEWI fixing materials and roses - can be mounted in left hand or right hand position - made of high-quality polyamide in HEWI colour 98 (signal white), with active antimicrobial microsilver - with continuous, corrosion resistant steel core - Please note when using with hanging seats: Compatibility check required. - A detailed list of possible combinations of hand rails, L-shaped rails and shower handrails with matching hanging seats can be found in our online catalogue in the download area of the respective product. Article no.: HEWI 801.35D220 | https://catalog.hewi.com/en/p/80135D220 | https://catalog.hewi.com/storage/downloads/HEWI_801_35D220_en.pdf
801.35D310 | HEWI active+ Rail with vertical support bar and shower head holder | Range 801 Rail with vertical support bar and sliding shower head holder - vertical and horizontal rails joined to form an L shape and fitted with rose fixings and a shower head holder - with vertical rail with shower head holder that can be moved to the side (for installation) - vertical length of 1100 mm, horizontal lengths (corner mounting) 762 mm - 89 mm deep, rail diameter 33 mm, rose diameter 70 mm - suitable for shower heads of various manufacturers - shower head holder can be continuously tilted and, after pulling or pushing a large lever, its height can be adjusted - conical adapter on shower head holder makes it easier to hook in the handheld shower head - with continuous, corrosion resistant steel core - for wall mounting with special HEWI fixing materials and roses - can be mounted in left hand or right hand position - made of high-quality polyamide in HEWI colour 98 (signal white), with active antimicrobial microsilver - Please note when using with hanging seats: Compatibility check required. - A detailed list of possible combinations of hand rails, L-shaped rails and shower handrails with matching hanging seats can be found in our online catalogue in the download area of the respective product. Article no.: HEWI 801.35D310 | https://catalog.hewi.com/en/p/80135D310 | https://catalog.hewi.com/storage/downloads/HEWI_801_35D310_en.pdf
801.35D320 | HEWI active+ Rail with vertical support bar and shower head holder | Range 801 Rail with vertical support bar and sliding shower head holder - vertical and horizontal rails joined to form an L shape and fitted with rose fixings and a shower head holder - with vertical rail with shower head holder that can be moved to the side (for installation) - vertical length of 1100 mm, horizontal lengths (corner mounting) 962 mm - 89 mm deep, rail diameter 33 mm, rose diameter 70 mm - suitable for shower heads of various manufacturers - shower head holder can be continuously tilted and, after pulling or pushing a large lever, its height can be adjusted - conical adapter on shower head holder makes it easier to hook in the handheld shower head - with continuous, corrosion resistant steel core - for wall mounting with special HEWI fixing materials and roses - can be mounted in left hand or right hand position - made of high-quality polyamide in HEWI colour 98 (signal white), with active antimicrobial microsilver - Please note when using with hanging seats: Compatibility check required. - A detailed list of possible combinations of hand rails, L-shaped rails and shower handrails with matching hanging seats can be found in our online catalogue in the download area of the respective product. Article no.: HEWI 801.35D320 | https://catalog.hewi.com/en/p/80135D320 | https://catalog.hewi.com/storage/downloads/HEWI_801_35D320_en.pdf
801.35D340 | HEWI active+ Rail with vertical support bar and shower head holder | Range 801 Rail with vertical support bar and sliding shower head holder - vertical and horizontal rails joined to form an L shape and fitted with rose fixings and a shower head holder - with vertical rail with shower head holder that can be moved to the side (for installation) - vertical length of 1250 mm, horizontal lengths (corner mounting) 762 mm - 89 mm deep, rail diameter 33 mm, rose diameter 70 mm - suitable for shower heads of various manufacturers - shower head holder can be continuously tilted and, after pulling or pushing a large lever, its height can be adjusted - conical adapter on shower head holder makes it easier to hook in the handheld shower head - with continuous, corrosion resistant steel core - for wall mounting with special HEWI fixing materials and roses - can be mounted in left hand or right hand position - made of high-quality polyamide in HEWI colour 98 (signal white), with active antimicrobial microsilver - Please note when using with hanging seats: Compatibility check required. - A detailed list of possible combinations of hand rails, L-shaped rails and shower handrails with matching hanging seats can be found in our online catalogue in the download area of the respective product. Article no.: HEWI 801.35D340 | https://catalog.hewi.com/en/p/80135D340 | https://catalog.hewi.com/storage/downloads/HEWI_801_35D340_en.pdf
801.35D350 | HEWI active+ Rail with vertical support bar and shower head holder | Range 801 Rail with vertical support bar and sliding shower head holder - vertical and horizontal rails joined to form an L shape and fitted with rose fixings and a shower head holder - with vertical rail with shower head holder that can be moved to the side (for installation) - vertical length of 1250 mm, horizontal lengths (corner mounting) 962 mm - 89 mm deep, rail diameter 33 mm, rose diameter 70 mm - suitable for shower heads of various manufacturers - shower head holder can be continuously tilted and, after pulling or pushing a large lever, its height can be adjusted - conical adapter on shower head holder makes it easier to hook in the handheld shower head - with continuous, corrosion resistant steel core - for wall mounting with special HEWI fixing materials and roses - can be mounted in left hand or right hand position - made of high-quality polyamide in HEWI colour 98 (signal white), with active antimicrobial microsilver - Please note when using with hanging seats: Compatibility check required. - A detailed list of possible combinations of hand rails, L-shaped rails and shower handrails with matching hanging seats can be found in our online catalogue in the download area of the respective product. Article no.: HEWI 801.35D350 | https://catalog.hewi.com/en/p/80135D350 | https://catalog.hewi.com/storage/downloads/HEWI_801_35D350_en.pdf
801.35D3S | HEWI active+ Rail with vertical support bar and shower head holder, special length | Range 801 Rail with vertical support bar and sliding shower head holder - vertical and horizontal rails joined to form an L shape and fitted with rose fixings and a shower head holder - with vertical rail with shower head holder that can be moved to the side (for installation) - vertical length made-to-measure from 600 mm to 1250 mm, horizontal lengths (corner mounting) made-to-measure from 475 mm to 1800 mm - 89 mm deep, rail diameter 33 mm, rose diameter 70 mm - additional support required for lengths above 1200 mm as spacings between supports may not exceed 850 mm - suitable for shower heads of various manufacturers - shower head holder can be continuously tilted and, after pulling or pushing a large lever, its height can be adjusted - conical adapter on shower head holder makes it easier to hook in the handheld shower head - with continuous, corrosion resistant steel core - for wall mounting with special HEWI fixing materials and roses - can be mounted in left hand or right hand position - made of high-quality polyamide in HEWI colour 98 (signal white), with active antimicrobial microsilver - Please note when using with hanging seats: Compatibility check required. - A detailed list of possible combinations of hand rails, L-shaped rails and shower handrails with matching hanging seats can be found in our online catalogue in the download area of the respective product. Article no.: HEWI 801.35D3S | https://catalog.hewi.com/en/p/80135D3S | https://catalog.hewi.com/storage/downloads/HEWI_801_35D3S_en.pdf
801.35D410 | HEWI active+ Rail with vertical support bar and shower head holder | Range 801 Rail with vertical support bar and sliding shower head holder - vertical and horizontal rails joined to form an L shape and fitted with rose fixings and a shower head holder - with vertical rail with shower head holder that can be moved to the side (for installation) - vertical length 1100 mm, horizontal length 962 mm - 89 mm deep, rail diameter 33 mm, rose diameter 70 mm - suitable for shower heads of various manufacturers - shower head holder can be continuously tilted and, after pulling or pushing a large lever, its height can be adjusted - conical adapter on shower head holder makes it easier to hook in the handheld shower head - with continuous, corrosion resistant steel core - for wall mounting with special HEWI fixing materials and roses - made of high-quality polyamide in HEWI colour 98 (signal white), with active antimicrobial microsilver - Please note when using with hanging seats: Compatibility check required. - A detailed list of possible combinations of hand rails, L-shaped rails and shower handrails with matching hanging seats can be found in our online catalogue in the download area of the respective product. Article no.: HEWI 801.35D410 | https://catalog.hewi.com/en/p/80135D410 | https://catalog.hewi.com/storage/downloads/HEWI_801_35D410_en.pdf
801.35D420 | HEWI active+ Rail with vertical support bar and shower head holder | Range 801 Rail with vertical support bar and sliding shower head holder - vertical and horizontal rails joined to form an L shape and fitted with rose fixings and a shower head holder - with vertical rail with shower head holder that can be moved to the side (for installation) - vertical length 1100 mm, horizontal length 762 mm - 89 mm deep, rail diameter 33 mm, rose diameter 70 mm - suitable for shower heads of various manufacturers - shower head holder can be continuously tilted and, after pulling or pushing a large lever, its height can be adjusted - conical adapter on shower head holder makes it easier to hook in the handheld shower head - with continuous, corrosion resistant steel core - for wall mounting with special HEWI fixing materials and roses - made of high-quality polyamide in HEWI colour 98 (signal white), with active antimicrobial microsilver - Please note when using with hanging seats: Compatibility check required. - A detailed list of possible combinations of hand rails, L-shaped rails and shower handrails with matching hanging seats can be found in our online catalogue in the download area of the respective product. Article no.: HEWI 801.35D420 | https://catalog.hewi.com/en/p/80135D420 | https://catalog.hewi.com/storage/downloads/HEWI_801_35D420_en.pdf
801.35D430 | HEWI active+ Rail with vertical support bar and shower head holder | Range 801 Rail with vertical support bar and sliding shower head holder - vertical and horizontal rails joined to form an L shape and fitted with rose fixings and a shower head holder - with vertical rail with shower head holder that can be moved to the side (for installation) - vertical length 1100 mm, horizontal length 1184 mm - 89 mm deep, rail diameter 33 mm, rose diameter 70 mm - suitable for shower heads of various manufacturers - shower head holder can be continuously tilted and, after pulling or pushing a large lever, its height can be adjusted - conical adapter on shower head holder makes it easier to hook in the handheld shower head - with continuous, corrosion resistant steel core - for wall mounting with special HEWI fixing materials and roses - made of high-quality polyamide in HEWI colour 98 (signal white), with active antimicrobial microsilver - Please note when using with hanging seats: Compatibility check required. - A detailed list of possible combinations of hand rails, L-shaped rails and shower handrails with matching hanging seats can be found in our online catalogue in the download area of the respective product. Article no.: HEWI 801.35D430 | https://catalog.hewi.com/en/p/80135D430 | https://catalog.hewi.com/storage/downloads/HEWI_801_35D430_en.pdf
801.35D440 | HEWI active+ Rail with vertical support bar and shower head holder | Range 801 Rail with vertical support bar and sliding shower head holder - vertical and horizontal rails joined to form an L shape and fitted with rose fixings and a shower head holder - with vertical rail with shower head holder that can be moved to the side (for installation) - vertical length 1250 mm, horizontal length 962 mm - 89 mm deep, rail diameter 33 mm, rose diameter 70 mm - suitable for shower heads of various manufacturers - shower head holder can be continuously tilted and, after pulling or pushing a large lever, its height can be adjusted - conical adapter on shower head holder makes it easier to hook in the handheld shower head - with continuous, corrosion resistant steel core - for wall mounting with special HEWI fixing materials and roses - made of high-quality polyamide in HEWI colour 98 (signal white), with active antimicrobial microsilver - Please note when using with hanging seats: Compatibility check required. - A detailed list of possible combinations of hand rails, L-shaped rails and shower handrails with matching hanging seats can be found in our online catalogue in the download area of the respective product. Article no.: HEWI 801.35D440 | https://catalog.hewi.com/en/p/80135D440 | https://catalog.hewi.com/storage/downloads/HEWI_801_35D440_en.pdf
801.35D450 | HEWI active+ Rail with vertical support bar and shower head holder | Range 801 Rail with vertical support bar and sliding shower head holder - vertical and horizontal rails joined to form an L shape and fitted with rose fixings and a shower head holder - with vertical rail with shower head holder that can be moved to the side (for installation) - vertical length 1250 mm, horizontal length 762 mm - 89 mm deep, rail diameter 33 mm, rose diameter 70 mm - suitable for shower heads of various manufacturers - shower head holder can be continuously tilted and, after pulling or pushing a large lever, its height can be adjusted - conical adapter on shower head holder makes it easier to hook in the handheld shower head - with continuous, corrosion resistant steel core - for wall mounting with special HEWI fixing materials and roses - made of high-quality polyamide in HEWI colour 98 (signal white), with active antimicrobial microsilver - Please note when using with hanging seats: Compatibility check required. - A detailed list of possible combinations of hand rails, L-shaped rails and shower handrails with matching hanging seats can be found in our online catalogue in the download area of the respective product. Article no.: HEWI 801.35D450 | https://catalog.hewi.com/en/p/80135D450 | https://catalog.hewi.com/storage/downloads/HEWI_801_35D450_en.pdf
801.35D460 | HEWI active+ Rail with vertical support bar and shower head holder | Range 801 Rail with vertical support bar and sliding shower head holder - vertical and horizontal rails joined to form an L shape and fitted with rose fixings and a shower head holder - with vertical rail with shower head holder that can be moved to the side (for installation) - vertical length 1250 mm, horizontal length 1184 mm - 89 mm deep, rail diameter 33 mm, rose diameter 70 mm - suitable for shower heads of various manufacturers - shower head holder can be continuously tilted and, after pulling or pushing a large lever, its height can be adjusted - conical adapter on shower head holder makes it easier to hook in the handheld shower head - with continuous, corrosion resistant steel core - for wall mounting with special HEWI fixing materials and roses - made of high-quality polyamide in HEWI colour 98 (signal white), with active antimicrobial microsilver - Please note when using with hanging seats: Compatibility check required. - A detailed list of possible combinations of hand rails, L-shaped rails and shower handrails with matching hanging seats can be found in our online catalogue in the download area of the respective product. Article no.: HEWI 801.35D460 | https://catalog.hewi.com/en/p/80135D460 | https://catalog.hewi.com/storage/downloads/HEWI_801_35D460_en.pdf
801.35D4S | HEWI active+ Rail with vertical support bar and shower head holder, special length | Range 801 Rail with vertical support bar and sliding shower head holder - vertical and horizontal rails joined to form an L shape and fitted with rose fixings and a shower head holder - with vertical rail with shower head holder that can be moved to the side (for installation) - vertical length made-to-measure from 600 mm to 1250 mm, horizontal length made-to-measure from 300 mm to 1500 mm - 89 mm deep, rail diameter 33 mm, rose diameter 70 mm - suitable for shower heads of various manufacturers - shower head holder can be continuously tilted and, after pulling or pushing a large lever, its height can be adjusted - conical adapter on shower head holder makes it easier to hook in the handheld shower head - with continuous, corrosion resistant steel core - for wall mounting with special HEWI fixing materials and roses - made of high-quality polyamide in HEWI colour 98 (signal white), with active antimicrobial microsilver - Please note when using with hanging seats: Compatibility check required. - A detailed list of possible combinations of hand rails, L-shaped rails and shower handrails with matching hanging seats can be found in our online catalogue in the download area of the respective product. Article no.: HEWI 801.35D4S | https://catalog.hewi.com/en/p/80135D4S | https://catalog.hewi.com/storage/downloads/HEWI_801_35D4S_en.pdf
801.35US100 | HEWI Shower grab bar (ADA) | Shower grab rail (USA) from Range 801 - arranged horizontally, rods connected at a right angle with steel fixing roses - horizontal lengths 37 1/2 inch x 19 1/2 inch (952 x 495 mm) - 2 3/4 inch (70 mm) deep, rail diameter 1 5/16 inch (33 mm), rose diameter 2 3/4 inch (70 mm) - with corrosion-protected steel core throughout - wall mounting with wall-specific fixing material and roses from HEWI - can be mounted on the right and left side - suitable for removable hanging seats 801.51US100 and 801.51US110 - maximum loading capacity 330 lbs (150 kg) - made from high-grade synthetic material in the HEWI colors 99 (pure white), 95 (stone gray), 92 (anthracite gray), 90 (jet black), 86 (sand), 84 (umber) and 33 (ruby red) - meets the requirements of 2010 ADA standards and ICC/ANSI A117.1-2017 Article no.: HEWI 801.35US100 | https://catalog.hewi.com/en/p/80135US100 | https://catalog.hewi.com/storage/downloads/HEWI_801_35US100_en.pdf
801.35US110 | HEWI Shower grab bar (ADA) | Shower grab rail (USA) from Range 801 - arranged horizontally, rods connected at a right angle with steel fixing roses - horizontal lengths 25 1/2 inch x 25 1/2 inch (647 x 647 mm) - 2 3/4 inch (70 mm) deep, rail diameter 1 5/16 inch (33 mm), rose diameter 2 3/4 inch (70 mm) - with corrosion-protected steel core throughout - wall mounting with wall-specific fixing material and roses from HEWI - can be mounted on the right and left side - suitable for removable hanging seats 801.51US100 and 801.51US110 - maximum loading capacity 330 lbs (150 kg) - made from high-grade synthetic material in the HEWI colors 99 (pure white), 95 (stone gray), 92 (anthracite gray), 90 (jet black), 86 (sand), 84 (umber) and 33 (ruby red) - meets the requirements of 2010 ADA standards and ICC/ANSI A117.1-2017 Article no.: HEWI 801.35US110 | https://catalog.hewi.com/en/p/80135US110 | https://catalog.hewi.com/storage/downloads/HEWI_801_35US110_en.pdf
801.35US120 | HEWI Shower grab bar (ADA) | Shower grab rail (USA) from Range 801 - arranged horizontally, rods connected at a right angle with steel fixing roses - horizontal lengths 37 1/2 inch x 37 1/2 inch (952 x 952 mm) - 2 3/4 inch (70 mm) deep, rail diameter 1 5/16 inch (33 mm), rose diameter 2 3/4 inch (70 mm) - with corrosion-protected steel core throughout - wall mounting with wall-specific fixing material and roses from HEWI - can be mounted on the right and left side - suitable for removable hanging seats 801.51US100 and 801.51US110 - maximum loading capacity 330 lbs (150 kg) - made from high-grade synthetic material in the HEWI colors 99 (pure white), 95 (stone gray), 92 (anthracite gray), 90 (jet black), 86 (sand), 84 (umber) and 33 (ruby red) - meets the requirements of 2010 ADA standards and ICC/ANSI A117.1-2017 Article no.: HEWI 801.35US120 | https://catalog.hewi.com/en/p/80135US120 | https://catalog.hewi.com/storage/downloads/HEWI_801_35US120_en.pdf
801.35US200 | HEWI Shower grab bar (ADA) | Shower grab rail (USA) from Range 801 - positioned horizontally and vertically, rails connected at a right angle with steel fixing roses - with corrosion-protected steel core throughout - vertical length 30 inch (762 mm), horizontal lengths 31 1/2 inch (800 mm) - 2 3/4 inch (70 mm) deep, rail diameter 1 5/16 inch (33 mm), rose diameter 2 3/4 inch (70 mm) - wall mounting with wall-specific fixing material and roses from HEWI - can be mounted on the right and left side - maximum loading capacity 330 lbs (150 kg) - suitable for removable hanging seats 801.51US100 and 801.51US110 - made from high-grade synthetic material in the HEWI colors 99 (pure white), 95 (stone gray), 92 (anthracite gray), 90 (jet black), 86 (sand), 84 (umber) and 33 (ruby red) - meets the requirements of 2010 ADA standards and ICC/ANSI A117.1-2017 Article no.: HEWI 801.35US200 | https://catalog.hewi.com/en/p/80135US200 | https://catalog.hewi.com/storage/downloads/HEWI_801_35US200_en.pdf
801.35US220 | HEWI Shower grab bar (ADA) | Shower grab rail with shower head holder rail (USA) from Range 801 - positioned horizontally and vertically, rails connected at a right angle with steel fixing roses and shower head holder - with corrosion-protected steel core throughout - vertical length 49 3/16 inch (1250 mm), horizontal lengths 31 1/2 inch (800 mm) - 2 3/4 inch (70 mm) deep, rail diameter 1 5/16 inch (33 mm), rose diameter 2 3/4 inch (70 mm) - suitable for handheld shower heads from various manufacturers - shower head holder can be tilted continuously and its height can be adjusted by pulling or pushing a broad lever - cone-shaped insert on the shower head holder makes it easier to mount the handheld shower head - wall mounting with wall-specific fixing material and roses from HEWI - can be mounted on the right and left side - maximum loading capacity 330 lbs (150 kg) - suitable for removable hanging seats 801.51US100 and 801.51US110 - made from high-grade synthetic material in the HEWI colors 99 (pure white), 95 (stone gray), 92 (anthracite gray), 90 (jet black), 86 (sand), 84 (umber) and 33 (ruby red) - meets the requirements of 2010 ADA standards and ICC/ANSI A117.1-2017 Article no.: HEWI 801.35US220 | https://catalog.hewi.com/en/p/80135US220 | https://catalog.hewi.com/storage/downloads/HEWI_801_35US220_en.pdf
801.35US310 | HEWI Rail with sideways adjustable vertical support bar and shower head holder (ADA) | Shower grab rail with adjustable shower head holder rail (USA) from Range 801 - positioned horizontally and vertically, rails connected at a right angle with steel fixing roses and shower head holder - with sideways (for mounting) adjustable vertical rail with shower head holder - with corrosion-protected steel core throughout - vertical length 49 3/16 inch (1250 mm), horizontal lengths (corner mounting) 37 1/2 inch (952 mm) and 25 1/2 inch (647 mm) - 2 3/4 inch (70 mm) deep, rail diameter 1 5/16 inch (33 mm), rose diameter 2 3/4 inch (70 mm) - suitable for handheld shower heads from various manufacturers - shower head holder can be tilted continuously and its height can be adjusted by pulling or pushing a broad lever - cone-shaped insert on the shower head holder makes it easier to mount the handheld shower head - wall mounting with wall-specific fixing material and roses from HEWI - can be mounted on the right and left side - maximum loading capacity 330 lbs (150 kg) - suitable for removable hanging seats 801.51US100 and 801.51US110 - made from high-grade synthetic material in the HEWI colors 99 (pure white), 95 (stone gray), 92 (anthracite gray), 90 (jet black), 86 (sand), 84 (umber) and 33 (ruby red) - meets the requirements of 2010 ADA standards and ICC/ANSI A117.1-2017 Article no.: HEWI 801.35US310 | https://catalog.hewi.com/en/p/80135US310 | https://catalog.hewi.com/storage/downloads/HEWI_801_35US310_en.pdf
801.36.100 | HEWI Support rail | Range 801 Support rail - rail with right-angled bends at the ends and steel fixing roses - for holding on to and providing support - with continuous, corrosion resistant steel core - for wall mounting with special HEWI fixing materials and roses - centre-to-centre 300 mm - bar diameter 33 mm, rose diameter 70 mm - made of high-quality polyamide according to HEWI colour chart - Please note when using with hanging seats: Compatibility check required. - A detailed list of possible combinations of hand rails, L-shaped rails and shower handrails with matching hanging seats can be found in our online catalogue in the download area of the respective product. Article no.: HEWI 801.36.100 | https://catalog.hewi.com/en/p/80136100 | https://catalog.hewi.com/storage/downloads/HEWI_801_36_100_en.pdf
801.36.1000 | HEWI Support rail | Series 801 ICONIC Support rail - Two-colour support rail - Made of high gloss polyamide - Rail: 74 (apple green), Rosettes: 72 (may green) - Bar curved up at right-angles at the ends with steel mounting rosettes - For holding on to and for support - With continuous, corrosion-resistant steel core - Wall mounting with wall-specific mounting material and HEWI rosettes - Centre-to-centre 300 mm - Depth 88 mm, Clearance to the wall 55 mm, Rail 33 mm in diameter, Rosettes 70 mm in diameter - Please note when using with hanging seats: Compatibility check required. - A detailed list of possible combinations of hand rails, L-shaped rails and shower handrails with matching hanging seats can be found in our online catalogue in the download area of the respective product. Article no.: HEWI 801.36.1000 | https://catalog.hewi.com/en/p/801361000 | https://catalog.hewi.com/storage/downloads/HEWI_801_36_1000_en.pdf
801.36.1001 | HEWI Support rail | Series 801 ICONIC Support rail - Two-colour support rail - Made of high gloss polyamide - Rail: 74 (apple green), Rosettes: 36 (coral) - Bar curved up at right-angles at the ends with steel mounting rosettes - For holding on to and for support - With continuous, corrosion-resistant steel core - Wall mounting with wall-specific mounting material and HEWI rosettes - Centre-to-centre 300 mm - Depth 88 mm, Clearance to the wall 55 mm, Rail 33 mm in diameter, Rosettes 70 mm in diameter - Please note when using with hanging seats: Compatibility check required. - A detailed list of possible combinations of hand rails, L-shaped rails and shower handrails with matching hanging seats can be found in our online catalogue in the download area of the respective product. Article no.: HEWI 801.36.1001 | https://catalog.hewi.com/en/p/801361001 | https://catalog.hewi.com/storage/downloads/HEWI_801_36_1001_en.pdf
801.36.1002 | HEWI Support rail | Series 801 ICONIC Support rail - two-coloured support rail - Made of high gloss polyamide - Rail: 55 (aqua blue), Rosettes: 50 (steel blue) - Bar curved up at right-angles at the ends with steel mounting rosettes - For holding on to and for support - With continuous, corrosion-resistant steel core - Wall mounting with wall-specific mounting material and HEWI rosettes - Centre-to-centre 300 mm - Depth 88 mm, Clearance to the wall 55 mm, Rail 33 mm in diameter, Rosettes 70 mm in diameter - Please note when using with hanging seats: Compatibility check required. - A detailed list of possible combinations of hand rails, L-shaped rails and shower handrails with matching hanging seats can be found in our online catalogue in the download area of the respective product. Article no.: HEWI 801.36.1002 | https://catalog.hewi.com/en/p/801361002 | https://catalog.hewi.com/storage/downloads/HEWI_801_36_1002_en.pdf
801.36.1003 | HEWI Support rail | Series 801 ICONIC Support rail - two-coloured support rail - Made of high gloss polyamide - Rail: 55 (aqua blue), Rosettes: 74 (apple green) - Bar curved up at right-angles at the ends with steel mounting rosettes - For holding on to and for support - With continuous, corrosion-resistant steel core - Wall mounting with wall-specific mounting material and HEWI rosettes - Centre-to-centre 300 mm - Depth 88 mm, Clearance to the wall 55 mm, Rail 33 mm in diameter, Rosettes 70 mm in diameter - Please note when using with hanging seats: Compatibility check required. - A detailed list of possible combinations of hand rails, L-shaped rails and shower handrails with matching hanging seats can be found in our online catalogue in the download area of the respective product. Article no.: HEWI 801.36.1003 | https://catalog.hewi.com/en/p/801361003 | https://catalog.hewi.com/storage/downloads/HEWI_801_36_1003_en.pdf
801.36.10050 | HEWI Support rail WARM TOUCH | Range 801 grab bar - Made of high-quality chrome-look coated polyamide that is warm to touch - Bar with right-angled bends at the ends and steel fixing roses - For holding onto and as support - With continuous, corrosion-resistant steel core - For wall mounting with special HEWI fixing materials and roses - Fixing spacing 300 mm - 89 mm deep, clear distance to the wall 56 mm, bar diameter 33 mm, rose diameter 70 mm - Please note when using with hanging seats: Compatibility check required. - A detailed list of possible combinations of hand rails, L-shaped rails and shower handrails with matching hanging seats can be found in our online catalogue in the download area of the respective product. Article no.: HEWI 801.36.10050 | https://catalog.hewi.com/en/p/8013610050 | https://catalog.hewi.com/storage/downloads/HEWI_801_36_10050_en.pdf
801.36.110 | HEWI Support rail | Range 801 Support rail - rail with right-angled bends at the ends and steel fixing roses - for holding on to and providing support - with continuous, corrosion resistant steel core - for wall mounting with special HEWI fixing materials and roses - centre-to-centre 400 mm - bar diameter 33 mm, rose diameter 70 mm - made of high-quality polyamide according to HEWI colour chart - Please note when using with hanging seats: Compatibility check required. - A detailed list of possible combinations of hand rails, L-shaped rails and shower handrails with matching hanging seats can be found in our online catalogue in the download area of the respective product. Article no.: HEWI 801.36.110 | https://catalog.hewi.com/en/p/80136110 | https://catalog.hewi.com/storage/downloads/HEWI_801_36_110_en.pdf
801.36.11050 | HEWI Support rail WARM TOUCH | Range 801 grab bar - Made of high-quality chrome-look coated polyamide that is warm to touch - Bar with right-angled bends at the ends and steel fixing roses - For holding onto and as support - With continuous, corrosion-resistant steel core - For wall mounting with special HEWI fixing materials and roses - Fixing spacing 400 mm - 89 mm deep, clear distance to the wall 56 mm, bar diameter 33 mm, rose diameter 70 mm - Please note when using with hanging seats: Compatibility check required. - A detailed list of possible combinations of hand rails, L-shaped rails and shower handrails with matching hanging seats can be found in our online catalogue in the download area of the respective product. Article no.: HEWI 801.36.11050 | https://catalog.hewi.com/en/p/8013611050 | https://catalog.hewi.com/storage/downloads/HEWI_801_36_11050_en.pdf
801.36.116 | HEWI Support rail | Range 801 Support rail - rail with right-angled bends at the ends and fixing roses made of synthetic material - for holding on to and providing support - with aluminium core and stainless steel reinforced end bends - for wall mounting with special HEWI fixing materials and roses - centre-to-centre 400 mm - bar diameter 33 mm, rose diameter 70 mm - made of high-quality polyamide according to HEWI colour chart - Please note when using with hanging seats: Compatibility check required. - A detailed list of possible combinations of hand rails, L-shaped rails and shower handrails with matching hanging seats can be found in our online catalogue in the download area of the respective product. Article no.: HEWI 801.36.116 | https://catalog.hewi.com/en/p/80136116 | https://catalog.hewi.com/storage/downloads/HEWI_801_36_116_en.pdf
801.36.120 | HEWI Support rail | Range 801 Support rail - rail with right-angled bends at the ends and steel fixing roses - for holding on to and providing support - with continuous, corrosion resistant steel core - for wall mounting with special HEWI fixing materials and roses - centre-to-centre 500 mm - bar diameter 33 mm, rose diameter 70 mm - made of high-quality polyamide according to HEWI colour chart - Please note when using with hanging seats: Compatibility check required. - A detailed list of possible combinations of hand rails, L-shaped rails and shower handrails with matching hanging seats can be found in our online catalogue in the download area of the respective product. Article no.: HEWI 801.36.120 | https://catalog.hewi.com/en/p/80136120 | https://catalog.hewi.com/storage/downloads/HEWI_801_36_120_en.pdf
801.36.12050 | HEWI Support rail WARM TOUCH | Range 801 grab bar - Made of high-quality chrome-look coated polyamide that is warm to touch - Bar with right-angled bends at the ends and steel fixing roses - For holding onto and as support - With continuous, corrosion-resistant steel core - For wall mounting with special HEWI fixing materials and roses - Fixing spacing 500 mm - 89 mm deep, clear distance to the wall 56 mm, bar diameter 33 mm, rose diameter 70 mm - Please note when using with hanging seats: Compatibility check required. - A detailed list of possible combinations of hand rails, L-shaped rails and shower handrails with matching hanging seats can be found in our online catalogue in the download area of the respective product. Article no.: HEWI 801.36.12050 | https://catalog.hewi.com/en/p/8013612050 | https://catalog.hewi.com/storage/downloads/HEWI_801_36_12050_en.pdf
801.36.126 | HEWI Support rail | Range 801 Support rail - rail with right-angled bends at the ends and fixing roses made of synthetic material - for holding on to and providing support - with aluminium core and stainless steel reinforced end bends - for wall mounting with special HEWI fixing materials and roses - centre-to-centre 500 mm - bar diameter 33 mm, rose diameter 70 mm - made of high-quality polyamide according to HEWI colour chart - Please note when using with hanging seats: Compatibility check required. - A detailed list of possible combinations of hand rails, L-shaped rails and shower handrails with matching hanging seats can be found in our online catalogue in the download area of the respective product. Article no.: HEWI 801.36.126 | https://catalog.hewi.com/en/p/80136126 | https://catalog.hewi.com/storage/downloads/HEWI_801_36_126_en.pdf
801.36.130 | HEWI Support rail | Range 801 Support rail - rail with right-angled bends at the ends and steel fixing roses - for holding on to and providing support - with continuous, corrosion resistant steel core - for wall mounting with special HEWI fixing materials and roses - centre-to-centre 600 mm - bar diameter 33 mm, rose diameter 70 mm - made of high-quality polyamide according to HEWI colour chart - Please note when using with hanging seats: Compatibility check required. - A detailed list of possible combinations of hand rails, L-shaped rails and shower handrails with matching hanging seats can be found in our online catalogue in the download area of the respective product. Article no.: HEWI 801.36.130 | https://catalog.hewi.com/en/p/80136130 | https://catalog.hewi.com/storage/downloads/HEWI_801_36_130_en.pdf
801.36.1300 | HEWI Support rail | Series 801 ICONIC Support rail - Two-colour support rail - Made of high gloss polyamide - Rail: 74 (apple green), Rosettes: 72 (may green) - Bar curved up at right-angles at the ends with steel mounting rosettes - For holding on to and for support - With continuous, corrosion-resistant steel core - Wall mounting with wall-specific mounting material and HEWI rosettes - Centre-to-centre 600 mm - Depth 88 mm, Clearance to the wall 55 mm, Rail 33 mm in diameter, Rosettes 70 mm in diameter - Please note when using with hanging seats: Compatibility check required. - A detailed list of possible combinations of hand rails, L-shaped rails and shower handrails with matching hanging seats can be found in our online catalogue in the download area of the respective product. Article no.: HEWI 801.36.1300 | https://catalog.hewi.com/en/p/801361300 | https://catalog.hewi.com/storage/downloads/HEWI_801_36_1300_en.pdf
801.36.1301 | HEWI Support rail | Series 801 ICONIC Support rail - Two-colour support rail - Made of high gloss polyamide - Rail: 74 (apple green), Rosettes: 36 (coral) - Bar curved up at right-angles at the ends with steel mounting rosettes - For holding on to and for support - With continuous, corrosion-resistant steel core - Wall mounting with wall-specific mounting material and HEWI rosettes - Centre-to-centre 600 mm - Depth 88 mm, Clearance to the wall 55 mm, Rail 33 mm in diameter, Rosettes 70 mm in diameter - Please note when using with hanging seats: Compatibility check required. - A detailed list of possible combinations of hand rails, L-shaped rails and shower handrails with matching hanging seats can be found in our online catalogue in the download area of the respective product. Article no.: HEWI 801.36.1301 | https://catalog.hewi.com/en/p/801361301 | https://catalog.hewi.com/storage/downloads/HEWI_801_36_1301_en.pdf
801.36.1302 | HEWI Support rail | Series 801 ICONIC Support rail - two-coloured support rail - Made of high gloss polyamide - Rail: 55 (aqua blue), Rosettes: 50 (steel blue) - Bar curved up at right-angles at the ends with steel mounting rosettes - For holding on to and for support - With continuous, corrosion-resistant steel core - Wall mounting with wall-specific mounting material and HEWI rosettes - Centre-to-centre 600 mm - Depth 88 mm, Clearance to the wall 55 mm, Rail 33 mm in diameter, Rosettes 70 mm in diameter - Please note when using with hanging seats: Compatibility check required. - A detailed list of possible combinations of hand rails, L-shaped rails and shower handrails with matching hanging seats can be found in our online catalogue in the download area of the respective product. Article no.: HEWI 801.36.1302 | https://catalog.hewi.com/en/p/801361302 | https://catalog.hewi.com/storage/downloads/HEWI_801_36_1302_en.pdf
801.36.1303 | HEWI Support rail | Series 801 ICONIC Support rail - two-coloured support rail - Made of high gloss polyamide - Rail: 55 (aqua blue), Rosettes: 74 (apple green) - Bar curved up at right-angles at the ends with steel mounting rosettes - For holding on to and for support - With continuous, corrosion-resistant steel core - Wall mounting with wall-specific mounting material and HEWI rosettes - Centre-to-centre 600 mm - Depth 88 mm, Clearance to the wall 55 mm, Rail 33 mm in diameter, Rosettes 70 mm in diameter - Please note when using with hanging seats: Compatibility check required. - A detailed list of possible combinations of hand rails, L-shaped rails and shower handrails with matching hanging seats can be found in our online catalogue in the download area of the respective product. Article no.: HEWI 801.36.1303 | https://catalog.hewi.com/en/p/801361303 | https://catalog.hewi.com/storage/downloads/HEWI_801_36_1303_en.pdf
801.36.13050 | HEWI Support rail WARM TOUCH | Range 801 grab bar - Made of high-quality chrome-look coated polyamide that is warm to touch - Bar with right-angled bends at the ends and steel fixing roses - For holding onto and as support - With continuous, corrosion-resistant steel core - For wall mounting with special HEWI fixing materials and roses - Fixing spacing 600 mm - 89 mm deep, clear distance to the wall 56 mm, bar diameter 33 mm, rose diameter 70 mm - Please note when using with hanging seats: Compatibility check required. - A detailed list of possible combinations of hand rails, L-shaped rails and shower handrails with matching hanging seats can be found in our online catalogue in the download area of the respective product. Article no.: HEWI 801.36.13050 | https://catalog.hewi.com/en/p/8013613050 | https://catalog.hewi.com/storage/downloads/HEWI_801_36_13050_en.pdf
801.36.136 | HEWI Support rail | Range 801 Support rail - rail with right-angled bends at the ends and fixing roses made of synthetic material - for holding on to and providing support - with aluminium core and stainless steel reinforced end bends - for wall mounting with special HEWI fixing materials and roses - centre-to-centre 600 mm - bar diameter 33 mm, rose diameter 70 mm - made of high-quality polyamide according to HEWI colour chart - Please note when using with hanging seats: Compatibility check required. - A detailed list of possible combinations of hand rails, L-shaped rails and shower handrails with matching hanging seats can be found in our online catalogue in the download area of the respective product. Article no.: HEWI 801.36.136 | https://catalog.hewi.com/en/p/80136136 | https://catalog.hewi.com/storage/downloads/HEWI_801_36_136_en.pdf
801.36.140 | HEWI Support rail | Range 801 Support rail - rail with right-angled bends at the ends and steel fixing roses - for holding on to and providing support - with continuous, corrosion resistant steel core - for wall mounting with special HEWI fixing materials and roses - centre-to-centre 900 mm - bar diameter 33 mm, rose diameter 70 mm - made of high-quality polyamide according to HEWI colour chart - Please note when using with hanging seats: Compatibility check required. - A detailed list of possible combinations of hand rails, L-shaped rails and shower handrails with matching hanging seats can be found in our online catalogue in the download area of the respective product. Article no.: HEWI 801.36.140 | https://catalog.hewi.com/en/p/80136140 | https://catalog.hewi.com/storage/downloads/HEWI_801_36_140_en.pdf
801.36.14050 | HEWI Support rail WARM TOUCH | Range 801 grab bar - Made of high-quality chrome-look coated polyamide that is warm to touch - Bar with right-angled bends at the ends and steel fixing roses - For holding onto and as support - With continuous, corrosion-resistant steel core - For wall mounting with special HEWI fixing materials and roses - Fixing spacing 900 mm - 89 mm deep, clear distance to the wall 56 mm, bar diameter 33 mm, rose diameter 70 mm - Please note when using with hanging seats: Compatibility check required. - A detailed list of possible combinations of hand rails, L-shaped rails and shower handrails with matching hanging seats can be found in our online catalogue in the download area of the respective product. Article no.: HEWI 801.36.14050 | https://catalog.hewi.com/en/p/8013614050 | https://catalog.hewi.com/storage/downloads/HEWI_801_36_14050_en.pdf
801.36.150 | HEWI Support rail | Range 801 Support rail - rail with right-angled bends at the ends and steel fixing roses - for holding on to and providing support - with continuous, corrosion resistant steel core - for wall mounting with special HEWI fixing materials and roses - centre-to-centre 1100 mm - bar diameter 33 mm, rose diameter 70 mm - made of high-quality polyamide according to HEWI colour chart - Please note when using with hanging seats: Compatibility check required. - A detailed list of possible combinations of hand rails, L-shaped rails and shower handrails with matching hanging seats can be found in our online catalogue in the download area of the respective product. Article no.: HEWI 801.36.150 | https://catalog.hewi.com/en/p/80136150 | https://catalog.hewi.com/storage/downloads/HEWI_801_36_150_en.pdf
801.36.15050 | HEWI Support rail WARM TOUCH | Range 801 grab bar - Made of high-quality chrome-look coated polyamide that is warm to touch - Bar with right-angled bends at the ends and steel fixing roses - For holding onto and as support - With continuous, corrosion-resistant steel core - For wall mounting with special HEWI fixing materials and roses - Fixing spacing 1100 mm - 89 mm deep, clear distance to the wall 56 mm, bar diameter 33 mm, rose diameter 70 mm - Please note when using with hanging seats: Compatibility check required. - A detailed list of possible combinations of hand rails, L-shaped rails and shower handrails with matching hanging seats can be found in our online catalogue in the download area of the respective product. Article no.: HEWI 801.36.15050 | https://catalog.hewi.com/en/p/8013615050 | https://catalog.hewi.com/storage/downloads/HEWI_801_36_15050_en.pdf
801.36.160 | HEWI Support rail | Range 801 Support rail - rail with right-angled bends at the ends and steel fixing roses - for holding on to and providing support - with continuous, corrosion resistant steel core - for wall mounting with special HEWI fixing materials and roses - centre-to-centre 800 mm - bar diameter 33 mm, rose diameter 70 mm - made of high-quality polyamide according to HEWI colour chart - Please note when using with hanging seats: Compatibility check required. - A detailed list of possible combinations of hand rails, L-shaped rails and shower handrails with matching hanging seats can be found in our online catalogue in the download area of the respective product. Article no.: HEWI 801.36.160 | https://catalog.hewi.com/en/p/80136160 | https://catalog.hewi.com/storage/downloads/HEWI_801_36_160_en.pdf
801.36.16050 | HEWI Support rail WARM TOUCH | Range 801 grab bar - Made of high-quality chrome-look coated polyamide that is warm to touch - Bar with right-angled bends at the ends and steel fixing roses - For holding onto and as support - With continuous, corrosion-resistant steel core - For wall mounting with special HEWI fixing materials and roses - Fixing spacing 800 mm - 89 mm deep, clear distance to the wall 56 mm, bar diameter 33 mm, rose diameter 70 mm - Please note when using with hanging seats: Compatibility check required. - A detailed list of possible combinations of hand rails, L-shaped rails and shower handrails with matching hanging seats can be found in our online catalogue in the download area of the respective product. Article no.: HEWI 801.36.16050 | https://catalog.hewi.com/en/p/8013616050 | https://catalog.hewi.com/storage/downloads/HEWI_801_36_16050_en.pdf
801.36.170 | HEWI Support rail | Range 801 Support rail - rail with right-angled bends at the ends and steel fixing roses - for holding on to and providing support - with continuous, corrosion resistant steel core - for wall mounting with special HEWI fixing materials and roses - centre-to-centre 1000 mm - bar diameter 33 mm, rose diameter 70 mm - made of high-quality polyamide according to HEWI colour chart - Please note when using with hanging seats: Compatibility check required. - A detailed list of possible combinations of hand rails, L-shaped rails and shower handrails with matching hanging seats can be found in our online catalogue in the download area of the respective product. Article no.: HEWI 801.36.170 | https://catalog.hewi.com/en/p/80136170 | https://catalog.hewi.com/storage/downloads/HEWI_801_36_170_en.pdf
801.36.17050 | HEWI Support rail WARM TOUCH | Range 801 grab bar - Made of high-quality chrome-look coated polyamide that is warm to touch - Bar with right-angled bends at the ends and steel fixing roses - For holding onto and as support - With continuous, corrosion-resistant steel core - For wall mounting with special HEWI fixing materials and roses - Fixing spacing 1000 mm - 89 mm deep, clear distance to the wall 56 mm, bar diameter 33 mm, rose diameter 70 mm - Please note when using with hanging seats: Compatibility check required. - A detailed list of possible combinations of hand rails, L-shaped rails and shower handrails with matching hanging seats can be found in our online catalogue in the download area of the respective product. Article no.: HEWI 801.36.17050 | https://catalog.hewi.com/en/p/8013617050 | https://catalog.hewi.com/storage/downloads/HEWI_801_36_17050_en.pdf
801.36.1S | HEWI Support rail, special length | Range 801 Support rail - rail with right-angled bends at the ends and steel fixing roses - for holding on to and providing support - with continuous, corrosion resistant steel core - for wall mounting with special HEWI fixing materials and roses - centre-to-centre made-to-measure from 220 mm to 1100 mm - bar diameter 33 mm, rose diameter 70 mm - made of high-quality polyamide according to HEWI colour chart - Please note when using with hanging seats: Compatibility check required. - A detailed list of possible combinations of hand rails, L-shaped rails and shower handrails with matching hanging seats can be found in our online catalogue in the download area of the respective product. Article no.: HEWI 801.36.1S | https://catalog.hewi.com/en/p/801361S | https://catalog.hewi.com/storage/downloads/HEWI_801_36_1S_en.pdf
801.36.8100 | HEWI Support rail with load bearing capacity up to 300 kg | Range 801 Support rail - rail with right-angled bends at the ends and steel fixing roses - for holding on to and providing support - increased distance from wall of 101 mm, for easier and secure gripping - with continuous, corrosion resistant steel core - for wall mounting with special HEWI fixing materials and roses - if mounted on lightweight walls, rear lining made of laminated timber boards at least 30 mm thick is required - centre-to-centre 300 mm - bar diameter 33 mm, rose diameter 70 mm - made of high-quality polyamide according to HEWI colour chart - weight capacity 300 kg Article no.: HEWI 801.36.8100 | https://catalog.hewi.com/en/p/801368100 | https://catalog.hewi.com/storage/downloads/HEWI_801_36_8100_en.pdf
801.36.8110 | HEWI Support rail with load bearing capacity up to 300 kg | Range 801 Support rail - rail with right-angled bends at the ends and steel fixing roses - for holding on to and providing support - increased distance from wall of 101 mm, for easier and secure gripping - with continuous, corrosion resistant steel core - for wall mounting with special HEWI fixing materials and roses - if mounted on lightweight walls, rear lining made of laminated timber boards at least 30 mm thick is required - centre-to-centre 400 mm - bar diameter 33 mm, rose diameter 70 mm - made of high-quality polyamide according to HEWI colour chart - weight capacity 300 kg Article no.: HEWI 801.36.8110 | https://catalog.hewi.com/en/p/801368110 | https://catalog.hewi.com/storage/downloads/HEWI_801_36_8110_en.pdf
801.36B100 | HEWI Support rail | Range 801 Support rail - rail with right-angled bends at the ends and steel fixing roses - for holding on to and providing support - with continuous, corrosion resistant steel core - for wall mounting with special HEWI fixing materials and roses - centre-to-centre 300 mm - bar diameter 33 mm, rose diameter 70 mm - made of high-quality matt polyamide in HEWI colours 99 (pure white), 98 (signal white), 97 (light grey), 95 (stone grey) and 92 (anthracite grey) - Please note when using with hanging seats: Compatibility check required. - A detailed list of possible combinations of hand rails, L-shaped rails and shower handrails with matching hanging seats can be found in our online catalogue in the download area of the respective product. Article no.: HEWI 801.36B100 | https://catalog.hewi.com/en/p/80136B100 | https://catalog.hewi.com/storage/downloads/HEWI_801_36B100_en.pdf
801.36B1000 | HEWI Support rail | Series 801 ICONIC Support rail - Two-colour support rail - Made of matt polyamide - Rail: 74 (apple green), Rosettes: 72 (may green) - Bar curved up at right-angles at the ends with steel mounting rosettes - For holding on to and for support - With continuous, corrosion-resistant steel core - Wall mounting with wall-specific mounting material and HEWI rosettes - Centre-to-centre 300 mm - Depth 88 mm, Clearance to the wall 55 mm, Rail 33 mm in diameter, Rosettes 70 mm in diameter - Please note when using with hanging seats: Compatibility check required. - A detailed list of possible combinations of hand rails, L-shaped rails and shower handrails with matching hanging seats can be found in our online catalogue in the download area of the respective product. Article no.: HEWI 801.36B1000 | https://catalog.hewi.com/en/p/80136B1000 | https://catalog.hewi.com/storage/downloads/HEWI_801_36B1000_en.pdf
801.36B1001 | HEWI Support rail | Series 801 ICONIC Support rail - Two-colour support rail - Made of matt polyamide - Rail: 74 (apple green), Rosettes: 36 (coral) - Bar curved up at right-angles at the ends with steel mounting rosettes - For holding on to and for support - With continuous, corrosion-resistant steel core - Wall mounting with wall-specific mounting material and HEWI rosettes - Centre-to-centre 300 mm - Depth 88 mm, Clearance to the wall 55 mm, Rail 33 mm in diameter, Rosettes 70 mm in diameter - Please note when using with hanging seats: Compatibility check required. - A detailed list of possible combinations of hand rails, L-shaped rails and shower handrails with matching hanging seats can be found in our online catalogue in the download area of the respective product. Article no.: HEWI 801.36B1001 | https://catalog.hewi.com/en/p/80136B1001 | https://catalog.hewi.com/storage/downloads/HEWI_801_36B1001_en.pdf
801.36B1002 | HEWI Support rail | Series 801 ICONIC Support rail - two-coloured support rail - Made of matt polyamide - Rail: 55 (aqua blue), Rosettes: 50 (steel blue) - Bar curved up at right-angles at the ends with steel mounting rosettes - For holding on to and for support - With continuous, corrosion-resistant steel core - Wall mounting with wall-specific mounting material and HEWI rosettes - Centre-to-centre 300 mm - Depth 88 mm, Clearance to the wall 55 mm, Rail 33 mm in diameter, Rosettes 70 mm in diameter - Please note when using with hanging seats: Compatibility check required. - A detailed list of possible combinations of hand rails, L-shaped rails and shower handrails with matching hanging seats can be found in our online catalogue in the download area of the respective product. Article no.: HEWI 801.36B1002 | https://catalog.hewi.com/en/p/80136B1002 | https://catalog.hewi.com/storage/downloads/HEWI_801_36B1002_en.pdf
801.36B1003 | HEWI Support rail | Series 801 ICONIC Support rail - two-coloured support rail - Made of matt polyamide - Rail: 55 (aqua blue), Rosettes: 74 (apple green) - Bar curved up at right-angles at the ends with steel mounting rosettes - For holding on to and for support - With continuous, corrosion-resistant steel core - Wall mounting with wall-specific mounting material and HEWI rosettes - Centre-to-centre 300 mm - Depth 88 mm, Clearance to the wall 55 mm, Rail 33 mm in diameter, Rosettes 70 mm in diameter - Please note when using with hanging seats: Compatibility check required. - A detailed list of possible combinations of hand rails, L-shaped rails and shower handrails with matching hanging seats can be found in our online catalogue in the download area of the respective product. Article no.: HEWI 801.36B1003 | https://catalog.hewi.com/en/p/80136B1003 | https://catalog.hewi.com/storage/downloads/HEWI_801_36B1003_en.pdf
801.36B110 | HEWI Support rail | Range 801 Support rail - rail with right-angled bends at the ends and steel fixing roses - for holding on to and providing support - with continuous, corrosion resistant steel core - for wall mounting with special HEWI fixing materials and roses - centre-to-centre 400 mm - bar diameter 33 mm, rose diameter 70 mm - made of high-quality matt polyamide in HEWI colours 99 (pure white), 98 (signal white), 97 (light grey), 95 (stone grey) and 92 (anthracite grey) - Please note when using with hanging seats: Compatibility check required. - A detailed list of possible combinations of hand rails, L-shaped rails and shower handrails with matching hanging seats can be found in our online catalogue in the download area of the respective product. Article no.: HEWI 801.36B110 | https://catalog.hewi.com/en/p/80136B110 | https://catalog.hewi.com/storage/downloads/HEWI_801_36B110_en.pdf
801.36B116 | HEWI Support rail | Range 801 Support rail - rail with right-angled bends at the ends and fixing roses made of synthetic material - for holding on to and providing support - with aluminium core and stainless steel reinforced end bends - for wall mounting with special HEWI fixing materials and roses - centre-to-centre 400 mm - bar diameter 33 mm, rose diameter 70 mm - made of high-quality matt polyamide in HEWI colours 99 (pure white), 98 (signal white), 97 (light grey), 95 (stone grey) and 92 (anthracite grey) - Please note when using with hanging seats: Compatibility check required. - A detailed list of possible combinations of hand rails, L-shaped rails and shower handrails with matching hanging seats can be found in our online catalogue in the download area of the respective product. Article no.: HEWI 801.36B116 | https://catalog.hewi.com/en/p/80136B116 | https://catalog.hewi.com/storage/downloads/HEWI_801_36B116_en.pdf
801.36B120 | HEWI Support rail | Range 801 Support rail - rail with right-angled bends at the ends and steel fixing roses - for holding on to and providing support - with continuous, corrosion resistant steel core - for wall mounting with special HEWI fixing materials and roses - centre-to-centre 500 mm - bar diameter 33 mm, rose diameter 70 mm - made of high-quality matt polyamide in HEWI colours 99 (pure white), 98 (signal white), 97 (light grey), 95 (stone grey) and 92 (anthracite grey) - Please note when using with hanging seats: Compatibility check required. - A detailed list of possible combinations of hand rails, L-shaped rails and shower handrails with matching hanging seats can be found in our online catalogue in the download area of the respective product. Article no.: HEWI 801.36B120 | https://catalog.hewi.com/en/p/80136B120 | https://catalog.hewi.com/storage/downloads/HEWI_801_36B120_en.pdf
801.36B126 | HEWI Support rail | Range 801 Support rail - rail with right-angled bends at the ends and fixing roses made of synthetic material - for holding on to and providing support - with aluminium core and stainless steel reinforced end bends - for wall mounting with special HEWI fixing materials and roses - centre-to-centre 500 mm - bar diameter 33 mm, rose diameter 70 mm - made of high-quality matt polyamide in HEWI colours 99 (pure white), 98 (signal white), 97 (light grey), 95 (stone grey) and 92 (anthracite grey) - Please note when using with hanging seats: Compatibility check required. - A detailed list of possible combinations of hand rails, L-shaped rails and shower handrails with matching hanging seats can be found in our online catalogue in the download area of the respective product. Article no.: HEWI 801.36B126 | https://catalog.hewi.com/en/p/80136B126 | https://catalog.hewi.com/storage/downloads/HEWI_801_36B126_en.pdf
801.36B130 | HEWI Support rail | Range 801 Support rail - rail with right-angled bends at the ends and steel fixing roses - for holding on to and providing support - with continuous, corrosion resistant steel core - for wall mounting with special HEWI fixing materials and roses - centre-to-centre 600 mm - bar diameter 33 mm, rose diameter 70 mm - made of high-quality matt polyamide in HEWI colours 99 (pure white), 98 (signal white), 97 (light grey), 95 (stone grey) and 92 (anthracite grey) - Please note when using with hanging seats: Compatibility check required. - A detailed list of possible combinations of hand rails, L-shaped rails and shower handrails with matching hanging seats can be found in our online catalogue in the download area of the respective product. Article no.: HEWI 801.36B130 | https://catalog.hewi.com/en/p/80136B130 | https://catalog.hewi.com/storage/downloads/HEWI_801_36B130_en.pdf
801.36B1300 | HEWI Support rail | Series 801 ICONIC Support rail - Two-colour support rail - Made of matt polyamide - Rail: 74 (apple green), Rosettes: 72 (may green) - Bar curved up at right-angles at the ends with steel mounting rosettes - For holding on to and for support - With continuous, corrosion-resistant steel core - Wall mounting with wall-specific mounting material and HEWI rosettes - Centre-to-centre 600 mm - Depth 88 mm, Clearance to the wall 55 mm, Rail 33 mm in diameter, Rosettes 70 mm in diameter - Please note when using with hanging seats: Compatibility check required. - A detailed list of possible combinations of hand rails, L-shaped rails and shower handrails with matching hanging seats can be found in our online catalogue in the download area of the respective product. Article no.: HEWI 801.36B1300 | https://catalog.hewi.com/en/p/80136B1300 | https://catalog.hewi.com/storage/downloads/HEWI_801_36B1300_en.pdf
801.36B1301 | HEWI Support rail | Series 801 ICONIC Support rail - Two-colour support rail - Made of matt polyamide - Rail: 74 (apple green), Rosettes: 36 (coral) - Bar curved up at right-angles at the ends with steel mounting rosettes - For holding on to and for support - With continuous, corrosion-resistant steel core - Wall mounting with wall-specific mounting material and HEWI rosettes - Centre-to-centre 600 mm - Depth 88 mm, Clearance to the wall 55 mm, Rail 33 mm in diameter, Rosettes 70 mm in diameter - Please note when using with hanging seats: Compatibility check required. - A detailed list of possible combinations of hand rails, L-shaped rails and shower handrails with matching hanging seats can be found in our online catalogue in the download area of the respective product. Article no.: HEWI 801.36B1301 | https://catalog.hewi.com/en/p/80136B1301 | https://catalog.hewi.com/storage/downloads/HEWI_801_36B1301_en.pdf
801.36B1302 | HEWI Support rail | Series 801 ICONIC Support rail - two-coloured support rail - Made of matt polyamide - Rail: 55 (aqua blue), Rosettes: 50 (steel blue) - Bar curved up at right-angles at the ends with steel mounting rosettes - For holding on to and for support - With continuous, corrosion-resistant steel core - Wall mounting with wall-specific mounting material and HEWI rosettes - Centre-to-centre 600 mm - Depth 88 mm, Clearance to the wall 55 mm, Rail 33 mm in diameter, Rosettes 70 mm in diameter - Please note when using with hanging seats: Compatibility check required. - A detailed list of possible combinations of hand rails, L-shaped rails and shower handrails with matching hanging seats can be found in our online catalogue in the download area of the respective product. Article no.: HEWI 801.36B1302 | https://catalog.hewi.com/en/p/80136B1302 | https://catalog.hewi.com/storage/downloads/HEWI_801_36B1302_en.pdf
801.36B1303 | HEWI Support rail | Series 801 ICONIC Support rail - two-coloured support rail - Made of matt polyamide - Rail: 55 (aqua blue), Rosettes: 74 (apple green) - Bar curved up at right-angles at the ends with steel mounting rosettes - For holding on to and for support - With continuous, corrosion-resistant steel core - Wall mounting with wall-specific mounting material and HEWI rosettes - Centre-to-centre 600 mm - Depth 88 mm, Clearance to the wall 55 mm, Rail 33 mm in diameter, Rosettes 70 mm in diameter - Please note when using with hanging seats: Compatibility check required. - A detailed list of possible combinations of hand rails, L-shaped rails and shower handrails with matching hanging seats can be found in our online catalogue in the download area of the respective product. Article no.: HEWI 801.36B1303 | https://catalog.hewi.com/en/p/80136B1303 | https://catalog.hewi.com/storage/downloads/HEWI_801_36B1303_en.pdf
801.36B136 | HEWI Support rail | Range 801 Support rail - rail with right-angled bends at the ends and fixing roses made of synthetic material - for holding on to and providing support - with aluminium core and stainless steel reinforced end bends - for wall mounting with special HEWI fixing materials and roses - centre-to-centre 600 mm - bar diameter 33 mm, rose diameter 70 mm - made of high-quality matt polyamide in HEWI colours 99 (pure white), 98 (signal white), 97 (light grey), 95 (stone grey) and 92 (anthracite grey) - Please note when using with hanging seats: Compatibility check required. - A detailed list of possible combinations of hand rails, L-shaped rails and shower handrails with matching hanging seats can be found in our online catalogue in the download area of the respective product. Article no.: HEWI 801.36B136 | https://catalog.hewi.com/en/p/80136B136 | https://catalog.hewi.com/storage/downloads/HEWI_801_36B136_en.pdf
801.36B140 | HEWI Support rail | Range 801 Support rail - rail with right-angled bends at the ends and steel fixing roses - for holding on to and providing support - with continuous, corrosion resistant steel core - for wall mounting with special HEWI fixing materials and roses - centre-to-centre 900 mm - bar diameter 33 mm, rose diameter 70 mm - made of high-quality matt polyamide in HEWI colours 99 (pure white), 98 (signal white), 97 (light grey), 95 (stone grey) and 92 (anthracite grey) - Please note when using with hanging seats: Compatibility check required. - A detailed list of possible combinations of hand rails, L-shaped rails and shower handrails with matching hanging seats can be found in our online catalogue in the download area of the respective product. Article no.: HEWI 801.36B140 | https://catalog.hewi.com/en/p/80136B140 | https://catalog.hewi.com/storage/downloads/HEWI_801_36B140_en.pdf
801.36B150 | HEWI Support rail | Range 801 Support rail - rail with right-angled bends at the ends and steel fixing roses - for holding on to and providing support - with continuous, corrosion resistant steel core - for wall mounting with special HEWI fixing materials and roses - centre-to-centre 1100 mm - bar diameter 33 mm, rose diameter 70 mm - made of high-quality matt polyamide in HEWI colours 99 (pure white), 98 (signal white), 97 (light grey), 95 (stone grey) and 92 (anthracite grey) - Please note when using with hanging seats: Compatibility check required. - A detailed list of possible combinations of hand rails, L-shaped rails and shower handrails with matching hanging seats can be found in our online catalogue in the download area of the respective product. Article no.: HEWI 801.36B150 | https://catalog.hewi.com/en/p/80136B150 | https://catalog.hewi.com/storage/downloads/HEWI_801_36B150_en.pdf
801.36B160 | HEWI Support rail | Range 801 Support rail - rail with right-angled bends at the ends and steel fixing roses - for holding on to and providing support - with continuous, corrosion resistant steel core - for wall mounting with special HEWI fixing materials and roses - centre-to-centre 800 mm - bar diameter 33 mm, rose diameter 70 mm - made of high-quality matt polyamide in HEWI colours 99 (pure white), 98 (signal white), 97 (light grey), 95 (stone grey) and 92 (anthracite grey) - Please note when using with hanging seats: Compatibility check required. - A detailed list of possible combinations of hand rails, L-shaped rails and shower handrails with matching hanging seats can be found in our online catalogue in the download area of the respective product. Article no.: HEWI 801.36B160 | https://catalog.hewi.com/en/p/80136B160 | https://catalog.hewi.com/storage/downloads/HEWI_801_36B160_en.pdf
801.36B170 | HEWI Support rail | Range 801 Support rail - rail with right-angled bends at the ends and steel fixing roses - for holding on to and providing support - with continuous, corrosion resistant steel core - for wall mounting with special HEWI fixing materials and roses - centre-to-centre 1000 mm - bar diameter 33 mm, rose diameter 70 mm - made of high-quality matt polyamide in HEWI colours 99 (pure white), 98 (signal white), 97 (light grey), 95 (stone grey) and 92 (anthracite grey) - Please note when using with hanging seats: Compatibility check required. - A detailed list of possible combinations of hand rails, L-shaped rails and shower handrails with matching hanging seats can be found in our online catalogue in the download area of the respective product. Article no.: HEWI 801.36B170 | https://catalog.hewi.com/en/p/80136B170 | https://catalog.hewi.com/storage/downloads/HEWI_801_36B170_en.pdf
801.36B1S | HEWI Support rail, special length | Range 801 Support rail - rail with right-angled bends at the ends and steel fixing roses - for holding on to and providing support - with continuous, corrosion resistant steel core - for wall mounting with special HEWI fixing materials and roses - centre-to-centre made-to-measure from 220 mm to 1100 mm - bar diameter 33 mm, rose diameter 70 mm - made of high-quality matt polyamide in HEWI colours 99 (pure white), 98 (signal white), 97 (light grey), 95 (stone grey) and 92 (anthracite grey) - Please note when using with hanging seats: Compatibility check required. - A detailed list of possible combinations of hand rails, L-shaped rails and shower handrails with matching hanging seats can be found in our online catalogue in the download area of the respective product. Article no.: HEWI 801.36B1S | https://catalog.hewi.com/en/p/80136B1S | https://catalog.hewi.com/storage/downloads/HEWI_801_36B1S_en.pdf
801.36BUS100 | HEWI Grab bar (ADA) | Grab bar (USA) from Range 801 - rail curved at right-angles at the ends with steel fixing roses - for holding onto and as a support - with corrosion-protected steel core throughout - wall mounting with wall-specific fixing material and roses from HEWI - c to c 12 inch (305 mm), 2 3/4 inch (70 mm) deep - rail diameter 1 5/16 inch (33 mm), rose diameter 2 3/4 inch (70 mm) - maximum loading capacity 330 lbs (150 kg) - made of high-quality matt polyamide in HEWI colours 99 (pure white), 95 (stone grey) and 92 (anthracite grey) - meets the requirements of 2010 ADA standards and ICC/ANSI A117.1-2017 - toilet paper holder upgrade kit 801.50US010 can be retrofitted Article no.: HEWI 801.36BUS100 | https://catalog.hewi.com/en/p/80136BUS100 | https://catalog.hewi.com/storage/downloads/HEWI_801_36BUS100_en.pdf
801.36BUS110 | HEWI Grab bar (ADA) | Grab bar (USA) from Range 801 - rail curved at right-angles at the ends with steel fixing roses - for holding onto and as a support - with corrosion-protected steel core throughout - wall mounting with wall-specific fixing material and roses from HEWI - c to c 16 inch (406 mm), 2 3/4 inch (70 mm) deep - rail diameter 1 5/16 inch (33 mm), rose diameter 2 3/4 inch (70 mm) - maximum loading capacity 330 lbs (150 kg) - made of high-quality matt polyamide in HEWI colours 99 (pure white), 95 (stone grey) and 92 (anthracite grey) - meets the requirements of 2010 ADA standards and ICC/ANSI A117.1-2017 - toilet paper holder upgrade kit 801.50US010 can be retrofitted Article no.: HEWI 801.36BUS110 | https://catalog.hewi.com/en/p/80136BUS110 | https://catalog.hewi.com/storage/downloads/HEWI_801_36BUS110_en.pdf
801.36BUS120 | HEWI Grab bar (ADA) | Grab bar (USA) from Range 801 - rail curved at right-angles at the ends with steel fixing roses - for holding onto and as a support - with corrosion-protected steel core throughout - wall mounting with wall-specific fixing material and roses from HEWI - c to c 18 inch (457 mm), 2 3/4 inch (70 mm) deep - rail diameter 1 5/16 inch (33 mm), rose diameter 2 3/4 inch (70 mm) - maximum loading capacity 330 lbs (150 kg) - made of high-quality matt polyamide in HEWI colours 99 (pure white), 95 (stone grey) and 92 (anthracite grey) - meets the requirements of 2010 ADA standards and ICC/ANSI A117.1-2017 - toilet paper holder upgrade kit 801.50US010 can be retrofitted Article no.: HEWI 801.36BUS120 | https://catalog.hewi.com/en/p/80136BUS120 | https://catalog.hewi.com/storage/downloads/HEWI_801_36BUS120_en.pdf
801.36BUS130 | HEWI Grab bar (ADA) | Grab bar (USA) from Range 801 - rail curved at right-angles at the ends with steel fixing roses - for holding onto and as a support - with corrosion-protected steel core throughout - wall mounting with wall-specific fixing material and roses from HEWI - c to c 24 inch (610 mm), 2 3/4 inch (70 mm) deep - rail diameter 1 5/16 inch (33 mm), rose diameter 2 3/4 inch (70 mm) - suitable for removable hanging seats 801.51US100 and 801.51US110 - maximum loading capacity 330 lbs (150 kg) - made of high-quality matt polyamide in HEWI colours 99 (pure white), 95 (stone grey) and 92 (anthracite grey) - meets the requirements of 2010 ADA standards and ICC/ANSI A117.1-2017 - toilet paper holder upgrade kit 801.50US010 can be retrofitted Article no.: HEWI 801.36BUS130 | https://catalog.hewi.com/en/p/80136BUS130 | https://catalog.hewi.com/storage/downloads/HEWI_801_36BUS130_en.pdf
801.36BUS140 | HEWI Grab bar (ADA) | Grab bar (USA) from Range 801 - rail curved at right-angles at the ends with steel fixing roses - for holding onto and as a support - with corrosion-protected steel core throughout - wall mounting with wall-specific fixing material and roses from HEWI - c to c 30 inch (762 mm), 2 3/4 inch (70 mm) deep - rail diameter 1 5/16 inch (33 mm), rose diameter 2 3/4 inch (70 mm) - maximum loading capacity 330 lbs (150 kg) - made of high-quality matt polyamide in HEWI colours 99 (pure white), 95 (stone grey) and 92 (anthracite grey) - meets the requirements of 2010 ADA standards and ICC/ANSI A117.1-2017 - toilet paper holder upgrade kit 801.50US010 can be retrofitted Article no.: HEWI 801.36BUS140 | https://catalog.hewi.com/en/p/80136BUS140 | https://catalog.hewi.com/storage/downloads/HEWI_801_36BUS140_en.pdf
801.36BUS150 | HEWI Grab bar (ADA) | Grab bar (USA) from Range 801 - rail curved at right-angles at the ends with steel fixing roses - for holding onto and as a support - with corrosion-protected steel core throughout - wall mounting with wall-specific fixing material and roses from HEWI - c to c 36 inch (914 mm), 2 3/4 inch (70 mm) deep - rail diameter 1 5/16 inch (33 mm), rose diameter 2 3/4 inch (70 mm) - maximum loading capacity 250 lbs (114 kg) - made of high-quality matt polyamide in HEWI colours 99 (pure white), 95 (stone grey) and 92 (anthracite grey) - meets the requirements of 2010 ADA standards and ICC/ANSI A117.1-2017 - toilet paper holder upgrade kit 801.50US010 can be retrofitted Article no.: HEWI 801.36BUS150 | https://catalog.hewi.com/en/p/80136BUS150 | https://catalog.hewi.com/storage/downloads/HEWI_801_36BUS150_en.pdf
801.36BUS160 | HEWI Grab bar (ADA) | Grab bar (USA) from Range 801 - rail curved at right-angles at the ends with steel fixing roses - for holding onto and as a support - with corrosion-protected steel core throughout - wall mounting with wall-specific fixing material and roses from HEWI - c to c 42 inch (1067 mm), 2 3/4 inch (70 mm) deep - rail diameter 1 5/16 inch (33 mm), rose diameter 2 3/4 inch (70 mm) - maximum loading capacity 250 lbs (114 kg) - made of high-quality matt polyamide in HEWI colours 99 (pure white), 95 (stone grey) and 92 (anthracite grey) - meets the requirements of 2010 ADA standards and ICC/ANSI A117.1-2017 - toilet paper holder upgrade kit 801.50US010 can be retrofitted Article no.: HEWI 801.36BUS160 | https://catalog.hewi.com/en/p/80136BUS160 | https://catalog.hewi.com/storage/downloads/HEWI_801_36BUS160_en.pdf
801.36BUS200 | HEWI Grab bar (ADA) | Grab bar with centrally positioned third support (USA) from Range 801 - rail curved at right-angles at the ends with steel fixing roses and centrally positioned third support - for holding onto and as a support - with corrosion-protected steel core throughout - wall mounting with wall-specific fixing material and roses from HEWI - c to c 36 inch (914 mm), 2 3/4 inch (70 mm) deep - rail diameter 1 5/16 inch (33 mm), rose diameter 2 3/4 inch (70 mm) - suitable for removable hanging seat 801.51US100 - maximum loading capacity 330 lbs (150 kg) - made of high-quality matt polyamide in HEWI colours 99 (pure white), 95 (stone grey) and 92 (anthracite grey) - meets the requirements of 2010 ADA standards and ICC/ANSI A117.1-2017 - toilet paper holder upgrade kit 801.50US010 can be retrofitted Article no.: HEWI 801.36BUS200 | https://catalog.hewi.com/en/p/80136BUS200 | https://catalog.hewi.com/storage/downloads/HEWI_801_36BUS200_en.pdf
801.36BUS210 | HEWI Grab bar (ADA) | Grab bar with centrally positioned third support (USA) from Range 801 - rail curved at right-angles at the ends with steel fixing roses and centrally positioned third support - for holding onto and as a support - with corrosion-protected steel core throughout - wall mounting with wall-specific fixing material and roses from HEWI - c to c 42 inch (1067 mm), 2 3/4 inch (70 mm) deep - rail diameter 1 5/16 inch (33 mm), rose diameter 2 3/4 inch (70 mm) - maximum loading capacity 330 lbs (150 kg) - made of high-quality matt polyamide in HEWI colours 99 (pure white), 95 (stone grey) and 92 (anthracite grey) - meets the requirements of 2010 ADA standards and ICC/ANSI A117.1-2017 - toilet paper holder upgrade kit 801.50US010 can be retrofitted Article no.: HEWI 801.36BUS210 | https://catalog.hewi.com/en/p/80136BUS210 | https://catalog.hewi.com/storage/downloads/HEWI_801_36BUS210_en.pdf
801.36BUS220 | HEWI Grab bar (ADA) | Grab bar with centrally positioned third support (USA) from Range 801 - rail curved at right-angles at the ends with steel fixing roses and centrally positioned third support - for holding onto and as a support - with corrosion-protected steel core throughout - wall mounting with wall-specific fixing material and roses from HEWI - c to c 48 inch (1219 mm), 2 13/16 inch (71 mm) deep - rail diameter 1 5/16 inch (33 mm), rose diameter 2 3/4 inch (70 mm) - maximum loading capacity 330 lbs (150 kg) - made of high-quality matt polyamide in HEWI colours 99 (pure white), 95 (stone grey) and 92 (anthracite grey) - meets the requirements of 2010 ADA standards and ICC/ANSI A117.1-2017 - toilet paper holder upgrade kit 801.50US010 can be retrofitted Article no.: HEWI 801.36BUS220 | https://catalog.hewi.com/en/p/80136BUS220 | https://catalog.hewi.com/storage/downloads/HEWI_801_36BUS220_en.pdf
801.36BUS300 | HEWI Grab bar (ADA) | Grab bar for toilet cabins (USA) from Range 801 - rail with corrosion-protected steel core throughout and steel fixing roses - one end has a right-angle curve, the other end is straight - for holding onto and as a support - with corrosion-protected steel core throughout - wall mounting with wall-specific fixing material and roses from HEWI - c to c 48 inch (1219 mm), 2 3/4 inch (70 mm) deep - rail diameter 1 5/16 inch (33 mm), rose diameter 2 3/4 inch (70 mm) - maximum loading capacity 330 lbs (150 kg) - made of high-quality matt polyamide in HEWI colours 99 (pure white), 95 (stone grey) and 92 (anthracite grey) - meets the requirements of 2010 ADA standards and ICC/ANSI A117.1-2017 - toilet paper holder upgrade kit 801.50US010 can be retrofitted Article no.: HEWI 801.36BUS300 | https://catalog.hewi.com/en/p/80136BUS300 | https://catalog.hewi.com/storage/downloads/HEWI_801_36BUS300_en.pdf
801.36BUS310 | HEWI Grab bar (ADA) | Grab bar for toilet cabins (USA) from Range 801 - rail with corrosion-protected steel core throughout and steel fixing roses - one end has a right-angle curve, the other end is straight - for holding onto and as a support - with corrosion-protected steel core throughout - wall mounting with wall-specific fixing material and roses from HEWI - c to c 52 inch (1321 mm), 2 13/16 inch (71 mm) deep - rail diameter 1 5/16 inch (33 mm), rose diameter 2 3/4 inch (70 mm) - maximum loading capacity 330 lbs (150 kg) - made of high-quality matt polyamide in HEWI colours 99 (pure white), 95 (stone grey) and 92 (anthracite grey) - meets the requirements of 2010 ADA standards and ICC/ANSI A117.1-2017 - toilet paper holder upgrade kit 801.50US010 can be retrofitted Article no.: HEWI 801.36BUS310 | https://catalog.hewi.com/en/p/80136BUS310 | https://catalog.hewi.com/storage/downloads/HEWI_801_36BUS310_en.pdf
801.36BUS320 | HEWI Grab bar (ADA) | Grab bar for toilet cabins (USA) from Range 801 - rail with corrosion-protected steel core throughout and steel fixing roses - one end has a right-angle curve, the other end is straight - for holding onto and as a support - with corrosion-protected steel core throughout - wall mounting with wall-specific fixing material and roses from HEWI - c to c 54 inch (1372 mm), 2 13/16 inch (71 mm) deep - rail diameter 1 5/16 inch (33 mm), rose diameter 2 3/4 inch (70 mm) - maximum loading capacity 330 lbs (150 kg) - made of high-quality matt polyamide in HEWI colours 99 (pure white), 95 (stone grey) and 92 (anthracite grey) - meets the requirements of 2010 ADA standards and ICC/ANSI A117.1-2017 - toilet paper holder upgrade kit 801.50US010 can be retrofitted Article no.: HEWI 801.36BUS320 | https://catalog.hewi.com/en/p/80136BUS320 | https://catalog.hewi.com/storage/downloads/HEWI_801_36BUS320_en.pdf
801.36D100 | HEWI active+ Support rail | Range 801 Support rail - rail with right-angled bends at the ends and steel fixing roses - for holding on to and providing support - with continuous, corrosion resistant steel core - for wall mounting with special HEWI fixing materials and roses - centre-to-centre 300 mm - bar diameter 33 mm, rose diameter 70 mm - made of high-quality polyamide in HEWI colour 98 (signal white), with active antimicrobial microsilver - Please note when using with hanging seats: Compatibility check required. - A detailed list of possible combinations of hand rails, L-shaped rails and shower handrails with matching hanging seats can be found in our online catalogue in the download area of the respective product. Article no.: HEWI 801.36D100 | https://catalog.hewi.com/en/p/80136D100 | https://catalog.hewi.com/storage/downloads/HEWI_801_36D100_en.pdf
801.36D110 | HEWI active+ Support rail | Range 801 Support rail - rail with right-angled bends at the ends and steel fixing roses - for holding on to and providing support - with continuous, corrosion resistant steel core - for wall mounting with special HEWI fixing materials and roses - centre-to-centre 400 mm - bar diameter 33 mm, rose diameter 70 mm - made of high-quality polyamide in HEWI colour 98 (signal white), with active antimicrobial microsilver - Please note when using with hanging seats: Compatibility check required. - A detailed list of possible combinations of hand rails, L-shaped rails and shower handrails with matching hanging seats can be found in our online catalogue in the download area of the respective product. Article no.: HEWI 801.36D110 | https://catalog.hewi.com/en/p/80136D110 | https://catalog.hewi.com/storage/downloads/HEWI_801_36D110_en.pdf
801.36D120 | HEWI active+ Support rail | Range 801 Support rail - rail with right-angled bends at the ends and steel fixing roses - for holding on to and providing support - with continuous, corrosion resistant steel core - for wall mounting with special HEWI fixing materials and roses - centre-to-centre 500 mm - bar diameter 33 mm, rose diameter 70 mm - made of high-quality polyamide in HEWI colour 98 (signal white), with active antimicrobial microsilver - Please note when using with hanging seats: Compatibility check required. - A detailed list of possible combinations of hand rails, L-shaped rails and shower handrails with matching hanging seats can be found in our online catalogue in the download area of the respective product. Article no.: HEWI 801.36D120 | https://catalog.hewi.com/en/p/80136D120 | https://catalog.hewi.com/storage/downloads/HEWI_801_36D120_en.pdf
801.36D130 | HEWI active+ Support rail | Range 801 Support rail - rail with right-angled bends at the ends and steel fixing roses - for holding on to and providing support - with continuous, corrosion resistant steel core - for wall mounting with special HEWI fixing materials and roses - centre-to-centre 600 mm - bar diameter 33 mm, rose diameter 70 mm - made of high-quality polyamide in HEWI colour 98 (signal white), with active antimicrobial microsilver - Please note when using with hanging seats: Compatibility check required. - A detailed list of possible combinations of hand rails, L-shaped rails and shower handrails with matching hanging seats can be found in our online catalogue in the download area of the respective product. Article no.: HEWI 801.36D130 | https://catalog.hewi.com/en/p/80136D130 | https://catalog.hewi.com/storage/downloads/HEWI_801_36D130_en.pdf
801.36D140 | HEWI active+ Support rail | Range 801 Support rail - rail with right-angled bends at the ends and steel fixing roses - for holding on to and providing support - with continuous, corrosion resistant steel core - for wall mounting with special HEWI fixing materials and roses - centre-to-centre 900 mm - bar diameter 33 mm, rose diameter 70 mm - made of high-quality polyamide in HEWI colour 98 (signal white), with active antimicrobial microsilver - Please note when using with hanging seats: Compatibility check required. - A detailed list of possible combinations of hand rails, L-shaped rails and shower handrails with matching hanging seats can be found in our online catalogue in the download area of the respective product. Article no.: HEWI 801.36D140 | https://catalog.hewi.com/en/p/80136D140 | https://catalog.hewi.com/storage/downloads/HEWI_801_36D140_en.pdf
801.36D150 | HEWI active+ Support rail | Range 801 Support rail - rail with right-angled bends at the ends and steel fixing roses - for holding on to and providing support - with continuous, corrosion resistant steel core - for wall mounting with special HEWI fixing materials and roses - centre-to-centre 1100 mm - bar diameter 33 mm, rose diameter 70 mm - made of high-quality polyamide in HEWI colour 98 (signal white), with active antimicrobial microsilver - Please note when using with hanging seats: Compatibility check required. - A detailed list of possible combinations of hand rails, L-shaped rails and shower handrails with matching hanging seats can be found in our online catalogue in the download area of the respective product. Article no.: HEWI 801.36D150 | https://catalog.hewi.com/en/p/80136D150 | https://catalog.hewi.com/storage/downloads/HEWI_801_36D150_en.pdf
801.36D160 | HEWI active+ Support rail | Range 801 Support rail - rail with right-angled bends at the ends and steel fixing roses - for holding on to and providing support - with continuous, corrosion resistant steel core - for wall mounting with special HEWI fixing materials and roses - centre-to-centre 800 mm - bar diameter 33 mm, rose diameter 70 mm - made of high-quality polyamide in HEWI colour 98 (signal white), with active antimicrobial microsilver - Please note when using with hanging seats: Compatibility check required. - A detailed list of possible combinations of hand rails, L-shaped rails and shower handrails with matching hanging seats can be found in our online catalogue in the download area of the respective product. Article no.: HEWI 801.36D160 | https://catalog.hewi.com/en/p/80136D160 | https://catalog.hewi.com/storage/downloads/HEWI_801_36D160_en.pdf
801.36D170 | HEWI active+ Support rail | Range 801 Support rail - rail with right-angled bends at the ends and steel fixing roses - for holding on to and providing support - with continuous, corrosion resistant steel core - for wall mounting with special HEWI fixing materials and roses - centre-to-centre 1000 mm - bar diameter 33 mm, rose diameter 70 mm - made of high-quality polyamide in HEWI colour 98 (signal white), with active antimicrobial microsilver - Please note when using with hanging seats: Compatibility check required. - A detailed list of possible combinations of hand rails, L-shaped rails and shower handrails with matching hanging seats can be found in our online catalogue in the download area of the respective product. Article no.: HEWI 801.36D170 | https://catalog.hewi.com/en/p/80136D170 | https://catalog.hewi.com/storage/downloads/HEWI_801_36D170_en.pdf
801.36D1S | HEWI active+ Support rail, special length | Range 801 Support rail - rail with right-angled bends at the ends and steel fixing roses - for holding on to and providing support - with continuous, corrosion resistant steel core - for wall mounting with special HEWI fixing materials and roses - centre-to-centre made-to-measure from 220 mm to 1100 mm - bar diameter 33 mm, rose diameter 70 mm - made of high-quality polyamide in HEWI colour 98 (signal white), with active antimicrobial microsilver - Please note when using with hanging seats: Compatibility check required. - A detailed list of possible combinations of hand rails, L-shaped rails and shower handrails with matching hanging seats can be found in our online catalogue in the download area of the respective product. Article no.: HEWI 801.36D1S | https://catalog.hewi.com/en/p/80136D1S | https://catalog.hewi.com/storage/downloads/HEWI_801_36D1S_en.pdf
801.36US100 | HEWI Grab bar (ADA) | Grab bar (USA) from Range 801 - rail curved at right-angles at the ends with steel fixing roses - for holding onto and as a support - with corrosion-protected steel core throughout - wall mounting with wall-specific fixing material and roses from HEWI - c to c 12 inch (305 mm), 2 3/4 inch (70 mm) deep - rail diameter 1 5/16 inch (33 mm), rose diameter 2 3/4 inch (70 mm) - maximum loading capacity 330 lbs (150 kg) - made from high-grade synthetic material in the HEWI colors 99 (pure white), 95 (stone gray), 92 (anthracite gray), 90 (jet black), 86 (sand), 84 (umber) and 33 (ruby red) - meets the requirements of 2010 ADA standards and ICC/ANSI A117.1-2017 - toilet paper holder upgrade kit 801.50US010 can be retrofitted Article no.: HEWI 801.36US100 | https://catalog.hewi.com/en/p/80136US100 | https://catalog.hewi.com/storage/downloads/HEWI_801_36US100_en.pdf
801.36US110 | HEWI Grab bar (ADA) | Grab bar (USA) from Range 801 - rail curved at right-angles at the ends with steel fixing roses - for holding onto and as a support - with corrosion-protected steel core throughout - wall mounting with wall-specific fixing material and roses from HEWI - c to c 16 inch (406 mm), 2 3/4 inch (70 mm) deep - rail diameter 1 5/16 inch (33 mm), rose diameter 2 3/4 inch (70 mm) - maximum loading capacity 330 lbs (150 kg) - made from high-grade synthetic material in the HEWI colors 99 (pure white), 95 (stone gray), 92 (anthracite gray), 90 (jet black), 86 (sand), 84 (umber) and 33 (ruby red) - meets the requirements of 2010 ADA standards and ICC/ANSI A117.1-2017 - toilet paper holder upgrade kit 801.50US010 can be retrofitted Article no.: HEWI 801.36US110 | https://catalog.hewi.com/en/p/80136US110 | https://catalog.hewi.com/storage/downloads/HEWI_801_36US110_en.pdf
801.36US120 | HEWI Grab bar (ADA) | Grab bar (USA) from Range 801 - rail curved at right-angles at the ends with steel fixing roses - for holding onto and as a support - with corrosion-protected steel core throughout - wall mounting with wall-specific fixing material and roses from HEWI - c to c 18 inch (457 mm), 2 3/4 inch (70 mm) deep - rail diameter 1 5/16 inch (33 mm), rose diameter 2 3/4 inch (70 mm) - maximum loading capacity 330 lbs (150 kg) - made from high-grade synthetic material in the HEWI colors 99 (pure white), 95 (stone gray), 92 (anthracite gray), 90 (jet black), 86 (sand), 84 (umber) and 33 (ruby red) - meets the requirements of 2010 ADA standards and ICC/ANSI A117.1-2017 - toilet paper holder upgrade kit 801.50US010 can be retrofitted Article no.: HEWI 801.36US120 | https://catalog.hewi.com/en/p/80136US120 | https://catalog.hewi.com/storage/downloads/HEWI_801_36US120_en.pdf
801.36US1250 | HEWI Grab bar (ADA) WARM TOUCH | Range 801 grab bar (USA) - Made of high-quality chrome-look coated polyamide with warm touch - Bar curved up at right-angles at the ends with steel fixing roses - For hold and support - With continuous, corrosion protected steel core - Wall mounting with wall-specific fixing material and HEWI roses - Fixing spacing 18 inch (457 mm), 2 3/4 inch (70 mm) deep - Bar diameter 1 5/16 inch (33 mm), rose diameter 2 3/4 inch (70 mm) - Maximum load capacity 330 lbs (150 kg) - Fulfils the requirements according to 2010 ADA Standards and ICC/ANSI A117.1-2017 - Toilet paper holder upgrade kit 801.50US010 can be retrofitted Article no.: HEWI 801.36US1250 | https://catalog.hewi.com/en/p/80136US1250 | https://catalog.hewi.com/storage/downloads/HEWI_801_36US1250_en.pdf
801.36US130 | HEWI Grab bar (ADA) | Grab bar (USA) from Range 801 - rail curved at right-angles at the ends with steel fixing roses - for holding onto and as a support - with corrosion-protected steel core throughout - wall mounting with wall-specific fixing material and roses from HEWI - c to c 24 inch (610 mm), 2 3/4 inch (70 mm) deep - rail diameter 1 5/16 inch (33 mm), rose diameter 2 3/4 inch (70 mm) - suitable for removable hanging seats 801.51US100 and 801.51US110 - maximum loading capacity 330 lbs (150 kg) - made from high-grade synthetic material in the HEWI colors 99 (pure white), 95 (stone gray), 92 (anthracite gray), 90 (jet black), 86 (sand), 84 (umber) and 33 (ruby red) - meets the requirements of 2010 ADA standards and ICC/ANSI A117.1-2017 - toilet paper holder upgrade kit 801.50US010 can be retrofitted Article no.: HEWI 801.36US130 | https://catalog.hewi.com/en/p/80136US130 | https://catalog.hewi.com/storage/downloads/HEWI_801_36US130_en.pdf
801.36US140 | HEWI Grab bar (ADA) | Grab bar (USA) from Range 801 - rail curved at right-angles at the ends with steel fixing roses - for holding onto and as a support - with corrosion-protected steel core throughout - wall mounting with wall-specific fixing material and roses from HEWI - c to c 30 inch (762 mm), 2 3/4 inch (70 mm) deep - rail diameter 1 5/16 inch (33 mm), rose diameter 2 3/4 inch (70 mm) - suitable for removable hanging seats 801.51US100 and 801.51US110 - maximum loading capacity 330 lbs (150 kg) - made from high-grade synthetic material in the HEWI colors 99 (pure white), 95 (stone gray), 92 (anthracite gray), 90 (jet black), 86 (sand), 84 (umber) and 33 (ruby red) - meets the requirements of 2010 ADA standards and ICC/ANSI A117.1-2017 - toilet paper holder upgrade kit 801.50US010 can be retrofitted Article no.: HEWI 801.36US140 | https://catalog.hewi.com/en/p/80136US140 | https://catalog.hewi.com/storage/downloads/HEWI_801_36US140_en.pdf
801.36US150 | HEWI Grab bar (ADA) | Grab bar (USA) from Range 801 - rail curved at right-angles at the ends with steel fixing roses - for holding onto and as a support - with corrosion-protected steel core throughout - wall mounting with wall-specific fixing material and roses from HEWI - c to c 36 inch (914 mm), 2 3/4 inch (70 mm) deep - rail diameter 1 5/16 inch (33 mm), rose diameter 2 3/4 inch (70 mm) - maximum loading capacity 250 lbs (114 kg) - made from high-grade synthetic material in the HEWI colors 99 (pure white), 95 (stone gray), 92 (anthracite gray), 90 (jet black), 86 (sand), 84 (umber) and 33 (ruby red) - meets the requirements of 2010 ADA standards and ICC/ANSI A117.1-2017 - toilet paper holder upgrade kit 801.50US010 can be retrofitted Article no.: HEWI 801.36US150 | https://catalog.hewi.com/en/p/80136US150 | https://catalog.hewi.com/storage/downloads/HEWI_801_36US150_en.pdf
801.36US1550 | HEWI Grab bar (ADA) WARM TOUCH | Range 801 grab bar (USA) - Made of high-quality chrome-look coated polyamide with warm touch - Bar curved up at right-angles at the ends with steel fixing roses - For hold and support - With continuous, corrosion protected steel core - Wall mounting with wall-specific fixing material and HEWI roses - Fixing spacing 36 inch (914 mm), 2 3/4 inch (70 mm) deep - Bar diameter 1 5/16 inch (33 mm), rose diameter 2 3/4 inch (70 mm) - Maximum load capacity 250 lbs (114 kg) - Fulfils the requirements according to 2010 ADA Standards and ICC/ANSI A117.1-2017 - Toilet paper holder upgrade kit 801.50US010 can be retrofitted Article no.: HEWI 801.36US1550 | https://catalog.hewi.com/en/p/80136US1550 | https://catalog.hewi.com/storage/downloads/HEWI_801_36US1550_en.pdf
801.36US160 | HEWI Grab bar (ADA) | Grab bar (USA) from Range 801 - rail curved at right-angles at the ends with steel fixing roses - for holding onto and as a support - with corrosion-protected steel core throughout - wall mounting with wall-specific fixing material and roses from HEWI - c to c 42 inch (1067 mm), 2 3/4 inch (70 mm) deep - rail diameter 1 5/16 inch (33 mm), rose diameter 2 3/4 inch (70 mm) - maximum loading capacity 250 lbs (114 kg) - made from high-grade synthetic material in the HEWI colors 99 (pure white), 95 (stone gray), 92 (anthracite gray), 90 (jet black), 86 (sand), 84 (umber) and 33 (ruby red) - meets the requirements of 2010 ADA standards and ICC/ANSI A117.1-2017 - toilet paper holder upgrade kit 801.50US010 can be retrofitted Article no.: HEWI 801.36US160 | https://catalog.hewi.com/en/p/80136US160 | https://catalog.hewi.com/storage/downloads/HEWI_801_36US160_en.pdf
801.36US1650 | HEWI Grab bar (ADA) WARM TOUCH | Range 801 grab bar (USA) - Made of high-quality chrome-look coated polyamide with warm touch - Bar curved up at right-angles at the ends with steel fixing roses - For hold and support - With continuous, corrosion protected steel core - Wall mounting with wall-specific fixing material and HEWI roses - Fixing spacing 42 inch (1067 mm), 2 3/4 inch (70 mm) deep - Bar diameter 1 5/16 inch (33 mm), rose diameter 2 3/4 inch (70 mm) - Maximum load capacity 250 lbs (114 kg) - Fulfils the requirements according to 2010 ADA Standards and ICC/ANSI A117.1-2017 - Toilet paper holder upgrade kit 801.50US010 can be retrofitted Article no.: HEWI 801.36US1650 | https://catalog.hewi.com/en/p/80136US1650 | https://catalog.hewi.com/storage/downloads/HEWI_801_36US1650_en.pdf
801.36US200 | HEWI Grab bar (ADA) | Grab bar with centrally positioned third support (USA) from Range 801 - rail curved at right-angles at the ends with steel fixing roses and centrally positioned third support - for holding onto and as a support - with corrosion-protected steel core throughout - wall mounting with wall-specific fixing material and roses from HEWI - c to c 36 inch (914 mm), 2 3/4 inch (70 mm) deep - rail diameter 1 5/16 inch (33 mm), rose diameter 2 3/4 inch (70 mm) - suitable for removable hanging seat 801.51US100 - maximum loading capacity 330 lbs (150 kg) - made from high-grade synthetic material in the HEWI colors 99 (pure white), 95 (stone gray), 92 (anthracite gray), 90 (jet black), 86 (sand), 84 (umber) and 33 (ruby red) - meets the requirements of 2010 ADA standards and ICC/ANSI A117.1-2017 - toilet paper holder upgrade kit 801.50US010 can be retrofitted Article no.: HEWI 801.36US200 | https://catalog.hewi.com/en/p/80136US200 | https://catalog.hewi.com/storage/downloads/HEWI_801_36US200_en.pdf
801.36US210 | HEWI Grab bar (ADA) | Grab bar with centrally positioned third support (USA) from Range 801 - rail curved at right-angles at the ends with steel fixing roses and centrally positioned third support - for holding onto and as a support - with corrosion-protected steel core throughout - wall mounting with wall-specific fixing material and roses from HEWI - c to c 42 inch (1067 mm), 2 3/4 inch (70 mm) deep - rail diameter 1 5/16 inch (33 mm), rose diameter 2 3/4 inch (70 mm) - suitable for removable hanging seats 801.51US100 and 801.51US110 - maximum loading capacity 330 lbs (150 kg) - made from high-grade synthetic material in the HEWI colors 99 (pure white), 95 (stone gray), 92 (anthracite gray), 90 (jet black), 86 (sand), 84 (umber) and 33 (ruby red) - meets the requirements of 2010 ADA standards and ICC/ANSI A117.1-2017 - toilet paper holder upgrade kit 801.50US010 can be retrofitted Article no.: HEWI 801.36US210 | https://catalog.hewi.com/en/p/80136US210 | https://catalog.hewi.com/storage/downloads/HEWI_801_36US210_en.pdf
801.36US220 | HEWI Grab bar (ADA) | Grab bar with centrally positioned third support (USA) from Range 801 - rail curved at right-angles at the ends with steel fixing roses and centrally positioned third support - for holding onto and as a support - with corrosion-protected steel core throughout - wall mounting with wall-specific fixing material and roses from HEWI - c to c 48 inch (1219 mm), 2 13/16 inch (71 mm) deep - rail diameter 1 5/16 inch (33 mm), rose diameter 2 3/4 inch (70 mm) - suitable for removable hanging seats 801.51US100 and 801.51US110 - maximum loading capacity 330 lbs (150 kg) - made from high-grade synthetic material in the HEWI colors 99 (pure white), 95 (stone gray), 92 (anthracite gray), 90 (jet black), 86 (sand), 84 (umber) and 33 (ruby red) - meets the requirements of 2010 ADA standards and ICC/ANSI A117.1-2017 - toilet paper holder upgrade kit 801.50US010 can be retrofitted Article no.: HEWI 801.36US220 | https://catalog.hewi.com/en/p/80136US220 | https://catalog.hewi.com/storage/downloads/HEWI_801_36US220_en.pdf
801.36US300 | HEWI Grab bar (ADA) | Grab bar for toilet cabins (USA) from Range 801 - rail with corrosion-protected steel core throughout and steel fixing roses - one end has a right-angle curve, the other end is straight - for holding onto and as a support - with corrosion-protected steel core throughout - wall mounting with wall-specific fixing material and roses from HEWI - c to c 48 inch (1219 mm), 2 13/16 inch (71 mm) deep - rail diameter 1 5/16 inch (33 mm), rose diameter 2 3/4 inch (70 mm) - maximum loading capacity 330 lbs (150 kg) - made from high-grade synthetic material in the HEWI colors 99 (pure white), 95 (stone gray), 92 (anthracite gray), 90 (jet black), 86 (sand), 84 (umber) and 33 (ruby red) - meets the requirements of 2010 ADA standards and ICC/ANSI A117.1-2017 - toilet paper holder upgrade kit 801.50US010 can be retrofitted Article no.: HEWI 801.36US300 | https://catalog.hewi.com/en/p/80136US300 | https://catalog.hewi.com/storage/downloads/HEWI_801_36US300_en.pdf
801.36US310 | HEWI Grab bar (ADA) | Grab bar for toilet cabins (USA) from Range 801 - rail with corrosion-protected steel core throughout and steel fixing roses - one end has a right-angle curve, the other end is straight - for holding onto and as a support - with corrosion-protected steel core throughout - wall mounting with wall-specific fixing material and roses from HEWI - c to c 52 inch (1321 mm), 2 13/16 inch (71 mm) deep - rail diameter 1 5/16 inch (33 mm), rose diameter 2 3/4 inch (70 mm) - maximum loading capacity 330 lbs (150 kg) - made from high-grade synthetic material in the HEWI colors 99 (pure white), 95 (stone gray), 92 (anthracite gray), 90 (jet black), 86 (sand), 84 (umber) and 33 (ruby red) - meets the requirements of 2010 ADA standards and ICC/ANSI A117.1-2017 - toilet paper holder upgrade kit 801.50US010 can be retrofitted Article no.: HEWI 801.36US310 | https://catalog.hewi.com/en/p/80136US310 | https://catalog.hewi.com/storage/downloads/HEWI_801_36US310_en.pdf
801.36US320 | HEWI Grab bar (ADA) | Grab bar for toilet cabins (USA) from Range 801 - rail with corrosion-protected steel core throughout and steel fixing roses - one end has a right-angle curve, the other end is straight - for holding onto and as a support - with corrosion-protected steel core throughout - wall mounting with wall-specific fixing material and roses from HEWI - c to c 54 inch (1372 mm), 2 13/16 inch (71 mm) deep - rail diameter 1 5/16 inch (33 mm), rose diameter 2 3/4 inch (70 mm) - maximum loading capacity 330 lbs (150 kg) - made from high-grade synthetic material in the HEWI colors 99 (pure white), 95 (stone gray), 92 (anthracite gray), 90 (jet black), 86 (sand), 84 (umber) and 33 (ruby red) - meets the requirements of 2010 ADA standards and ICC/ANSI A117.1-2017 - toilet paper holder upgrade kit 801.50US010 can be retrofitted Article no.: HEWI 801.36US320 | https://catalog.hewi.com/en/p/80136US320 | https://catalog.hewi.com/storage/downloads/HEWI_801_36US320_en.pdf
801.50.010 | HEWI Upgrade kit toilet roll holder | Toilet roll holder upgrade kit - right angled add-on toilet roll holder - used for retrofitting on the Range 801 HEWI rail system, diameter 33 mm and on HEWI hinged support rails - easy installation - integrated hard, flexible toilet roll brake - 35 mm wide, 131 mm high, 136 mm deep - made of high-quality polyamide according to HEWI colour chart Article no.: HEWI 801.50.010 | https://catalog.hewi.com/en/p/80150010 | https://catalog.hewi.com/storage/downloads/HEWI_801_50_010_en.pdf
801.50.011 | HEWI Upgrade kit toilet roll holder | Toilet roll holder upgrade kit - right angled add-on toilet roll holder - used for retrofitting on the HEWI rail system, diameter 33 mm and on HEWI hinged support rails range 801 - easy installation - with integrated soft, flexible roll brake - 39 mm wide, 143 mm high, 139 mm deep - made of high-quality polyamide according to HEWI colour chart Article no.: HEWI 801.50.011 | https://catalog.hewi.com/en/p/80150011 | https://catalog.hewi.com/storage/downloads/HEWI_801_50_011_en.pdf
801.50.060 | HEWI Upgrade kit WC flushing mechanism (radio-controlled) | WC flushing mechanism upgrade kit (radio controlled) - for retrofitting on HEWI hinged support rail 801.50... - for easy installation - 50 mm wide, 68 mm high, 105 mm long - made of high-quality polyamide according to HEWI colour chart - transmission frequency 868.4 MHz - suitable for radio-controlled WC flushing systems made by Geberit, Friatec, Mepa, Sanit, Viega, TECE and Grohe - CE and UKCA marking according to EMC 2014/30/EU Article no.: HEWI 801.50.060 | https://catalog.hewi.com/en/p/80150060 | https://catalog.hewi.com/storage/downloads/HEWI_801_50_060_en.pdf
801.50.100 | HEWI Hinged support rail, rotatable | Range 801 Hinged support rail (rotatable) - two parallel rails running one above the other joined by a connecting bend - for holding on to and providing support - weight capacity 100 kg - with continuous, corrosion resistant steel core and wall plate made of polyamide with integrated steel core - can be folded upwards and, folded downwards with braking mechanism, in raised position can be turned to left or right towards the wall - for wall mounting with wall-specific HEWI fixing material (must be ordered separately) - sealing tape for sealing the fixing points is included in the scope of supply - concealed fixing - 600 mm projection, 259 mm high and 78 mm deep, 33 mm rail diameter - made of high-quality polyamide according to HEWI colour chart - toilet roll holder 801.50.011, WC flushing mechanism (radio-controlled) 801.50.060 and floor supports 950.50.021XA and 950.50.023XA for retrofitting - produced in accordance with CE- and UKCA-Regulation (EU) 2017/745 on medical devices - fulfils the DIN 18040, ÖNORM B1600/1601 and SIA 500 requirements Article no.: HEWI 801.50.100 | https://catalog.hewi.com/en/p/80150100 | https://catalog.hewi.com/storage/downloads/HEWI_801_50_100_en.pdf
801.50.1000 | HEWI Hinged support rail, rotatable | Hinged support rail, rotatable of the 801 ICONIC series - three-colour hinged support rail - Made of high gloss polyamide - Cantilever: 99 (pure white), Wall plate: 55 (aqua blue), Support: 36 (coral) - Two parallel rails, arranged on top of each other, joined by a connecting bend - For holding on to and for support - Weight capacity up to 100 kg - With continuous, corrosion resistant steel core and wall plate made of polyamide with integrated steel core - Can be folded upwards and, folded downwards with braking mechanism, in raised position can be turned to left or right towards the wall - for wall mounting with wall-specific HEWI fixing material (must be ordered separately) - sealing tape for sealing the fixing points is included in the scope of supply - Concealed mounting - Projection 600 mm, Height 259 mm and width 78 mm, Rail 33 mm in diameter - Toilet roll holder 801.50.011, - Toilet flushing mechanism (radio) 801.50.060 and floor supports 950.50.021XA and 950.50.023XA retrofittable - Produced in accordance with Regulation (EU) 2017/745 on medical devices - Fulfils the DIN 18040 requirements Article no.: HEWI 801.50.1000 | https://catalog.hewi.com/en/p/801501000 | https://catalog.hewi.com/storage/downloads/HEWI_801_50_1000_en.pdf
801.50.1001 | HEWI Hinged support rail, rotatable | Hinged support rail, rotatable of the 801 ICONIC series - Three-colour folding support rail - Made of high gloss polyamide - Cantilever: 74 (apple green), Wall plate: 72 (may green), Support: 36 (coral) - Two parallel rails, arranged on top of each other, joined by a connecting bend - For holding on to and for support - Weight capacity up to 100 kg - With continuous, corrosion resistant steel core and wall plate made of polyamide with integrated steel core - Can be folded upwards and, folded downwards with braking mechanism, in raised position can be turned to left or right towards the wall - for wall mounting with wall-specific HEWI fixing material (must be ordered separately) - sealing tape for sealing the fixing points is included in the scope of supply - Concealed mounting - Projection 600 mm, Height 259 mm and width 78 mm, Rail 33 mm in diameter - Toilet roll holder 801.50.011, - Toilet flushing mechanism (radio) 801.50.060 and floor supports 950.50.021XA and 950.50.023XA retrofittable - Produced in accordance with Regulation (EU) 2017/745 on medical devices - Fulfils the DIN 18040 requirements Article no.: HEWI 801.50.1001 | https://catalog.hewi.com/en/p/801501001 | https://catalog.hewi.com/storage/downloads/HEWI_801_50_1001_en.pdf
801.50.1002 | HEWI Hinged support rail, rotatable | Hinged support rail, rotatable of the 801 ICONIC series - Three-coloured folding support rail - Made of high gloss polyamide - Cantilever: 55 (aqua blue), Wall plate: 50 (steel blue), Support: 74 (apple green) - Two parallel rails, arranged on top of each other, joined by a connecting bend - For holding on to and for support - Weight capacity up to 100 kg - With continuous, corrosion resistant steel core and wall plate made of polyamide with integrated steel core - Can be folded upwards and, folded downwards with braking mechanism, in raised position can be turned to left or right towards the wall - for wall mounting with wall-specific HEWI fixing material (must be ordered separately) - sealing tape for sealing the fixing points is included in the scope of supply - Concealed mounting - Projection 600 mm, Height 259 mm and width 78 mm, Rail 33 mm in diameter - Toilet roll holder 801.50.011, - Toilet flushing mechanism (radio) 801.50.060 and floor supports 950.50.021XA and 950.50.023XA retrofittable - Produced in accordance with Regulation (EU) 2017/745 on medical devices - Fulfils the DIN 18040 requirements Article no.: HEWI 801.50.1002 | https://catalog.hewi.com/en/p/801501002 | https://catalog.hewi.com/storage/downloads/HEWI_801_50_1002_en.pdf
801.50.101 | HEWI Hinged support rail, rotatable | Range 801 Hinged support rail (rotatable) - fitted with a black arm pad - two parallel rails running one above the other joined by a connecting bend - for holding on to and providing support - weight capacity 100 kg - with continuous, corrosion resistant steel core and wall plate made of polyamide with integrated steel core - can be folded upwards and, folded downwards with braking mechanism, in raised position can be turned to left or right towards the wall - for wall mounting with wall-specific HEWI fixing material (must be ordered separately) - sealing tape for sealing the fixing points is included in the scope of supply - concealed fixing - 600 mm projection, 259 mm high and 78 mm deep, 33 mm rail diameter - arm pad made of PUR integral foam, length 295 mm - made of high-quality polyamide according to HEWI colour chart - toilet roll holder 801.50.011, WC flushing mechanism (radio-controlled) 801.50.060 and floor supports 950.50.021XA and 950.50.023XA for retrofitting - produced in accordance with CE- and UKCA-Regulation (EU) 2017/745 on medical devices - fulfils the DIN 18040 requirements Article no.: HEWI 801.50.101 | https://catalog.hewi.com/en/p/80150101 | https://catalog.hewi.com/storage/downloads/HEWI_801_50_101_en.pdf
801.50.104S | HEWI Hinged support rail with floor support, rotating | Range 801 Hinged support rail (rotatable) - with floor support made to measure - two parallel rails running one above the other joined by a connecting bend - for holding on to and providing support - weight capacity 100 kg - with continuous, corrosion resistant steel core and wall plate made of polyamide with integrated steel core - can be folded upwards and, folded downwards with braking mechanism, in raised position can be turned to left or right towards the wall - for wall mounting with wall-specific HEWI fixing material (must be ordered separately) - sealing tape for sealing the fixing points is included in the scope of supply - concealed fixing - 600 mm projection, 259 mm high and 78 mm deep, 33 mm rail diameter - made of high-quality polyamide according to HEWI colour chart - toilet roll holder 801.50.011 and WC flushing mechanism (radio-controlled) 801.50.060 for retrofitting - produced in accordance with CE- and UKCA-Regulation (EU) 2017/745 on medical devices Article no.: HEWI 801.50.104S | https://catalog.hewi.com/en/p/80150104S | https://catalog.hewi.com/storage/downloads/HEWI_801_50_104S_en.pdf
801.50.105S | HEWI Mobile hinged support rail with floor support, rotating | Range 801 mobile hinged support rail (rotatable) - with floor support made to measure - two parallel rails running one above the other joined by a connecting bend - for holding on to and providing support - weight capacity 100 kg - with continuous, corrosion resistant steel core - can be folded upwards and, folded downwards with braking mechanism, in raised position can be turned to left or right towards the wall - for mobile use - for easy and flexible retrofitting on existing, preassembled mounting plate 950.50.016, must be ordered separately - toolless and quick installation by simple attachment of the mobile hinged support rail - secured by fixing screw to prevent unintentional removal - 600 mm projection, 252 mm high and 78 mm deep, 33 mm rail diameter - made of high-quality polyamide according to HEWI colour chart - toilet paper holder upgrade kit 801.50.011 and toilet flushing mechanism (radio) upgrade kit 801.50.060 for retrofitting - produced in accordance with CE- and UKCA-Regulation (EU) 2017/745 on medical devices Article no.: HEWI 801.50.105S | https://catalog.hewi.com/en/p/80150105S | https://catalog.hewi.com/storage/downloads/HEWI_801_50_105S_en.pdf
801.50.106 | HEWI Hinged support rail, rotatable | Range 801 Hinged support rail (rotatable) - two parallel rails running one above the other joined by a connecting bend - for holding on to and providing support - weight capacity 100 kg - with continuous, corrosion resistant aluminium core and wall plate made of synthetic material with integrated steel core - can be folded upwards and, folded downwards with braking mechanism, in raised position can be turned to left or right towards the wall - for wall mounting with wall-specific HEWI fixing material (must be ordered separately) - sealing tape for sealing the fixing points is included in the scope of supply - concealed fixing - 600 mm projection, 259 mm high and 78 mm deep, 33 mm rail diameter - made of high-quality polyamide according to HEWI colour chart - toilet roll holder 801.50.011, WC flushing mechanism (radio-controlled) 801.50.060 and floor supports 950.50.021XA and 950.50.023XA for retrofitting - produced in accordance with CE- and UKCA-Regulation (EU) 2017/745 on medical devices - fulfils the DIN 18040 requirements Article no.: HEWI 801.50.106 | https://catalog.hewi.com/en/p/80150106 | https://catalog.hewi.com/storage/downloads/HEWI_801_50_106_en.pdf
801.50.107 | HEWI Mobile hinged support rail, rotatable | Range 801 mobile hinged support rail (rotatable) - two parallel rails running one above the other joined by a connecting bend - for holding on to and providing support - weight capacity 100 kg - with continuous, corrosion resistant steel core - can be folded upwards and, folded downwards with braking mechanism, in raised position can be turned to left or right towards the wall - for mobile use - for easy and flexible retrofitting on existing, preassembled mounting plate 950.50.016, must be ordered separately - toolless and quick installation by simple attachment of the mobile hinged support rail - secured by fixing screw to prevent unintentional removal - 600 mm projection, 252 mm high and 78 mm deep, 33 mm rail diameter - made of high-quality polyamide according to HEWI colour chart - toilet paper holder upgrade kit 801.50.011 and toilet flushing mechanism (radio) upgrade kit 801.50.060 for retrofitting - produced in accordance with CE- and UKCA-Regulation (EU) 2017/745 on medical devices - fulfils the DIN 18040, ÖNORM B1600/1601 and SIA 500 requirements Article no.: HEWI 801.50.107 | https://catalog.hewi.com/en/p/80150107 | https://catalog.hewi.com/storage/downloads/HEWI_801_50_107_en.pdf
801.50.108 | HEWI Mobile hinged support rail, rotatable | Range 801 mobile hinged support rail (rotatable) - fitted with a black arm pad - two parallel rails running one above the other joined by a connecting bend - for holding on to and providing support - weight capacity 100 kg - with continuous, corrosion resistant steel core - can be folded upwards and, folded downwards with braking mechanism, in raised position can be turned to left or right towards the wall - for mobile use - for easy and flexible retrofitting on existing, preassembled mounting plate 950.50.016, must be ordered separately - toolless and quick installation by simple attachment of the mobile hinged support rail - secured by fixing screw to prevent unintentional removal - 600 mm projection, 252 mm high and 78 mm deep, 33 mm rail diameter - arm pad made of PUR integral foam, length 295 mm - made of high-quality polyamide according to HEWI colour chart - toilet paper holder upgrade kit 801.50.011 and toilet flushing mechanism (radio) upgrade kit 801.50.060 for retrofitting - produced in accordance with CE- and UKCA-Regulation (EU) 2017/745 on medical devices - fulfils the DIN 18040 requirements Article no.: HEWI 801.50.108 | https://catalog.hewi.com/en/p/80150108 | https://catalog.hewi.com/storage/downloads/HEWI_801_50_108_en.pdf
801.50.110 | HEWI Hinged support rail, rotatable | Range 801 Hinged support rail (rotatable) - two parallel rails running one above the other joined by a connecting bend - for holding on to and providing support - weight capacity 100 kg - with continuous, corrosion resistant steel core and wall plate made of polyamide with integrated steel core - can be folded upwards and, folded downwards with braking mechanism, in raised position can be turned to left or right towards the wall - for wall mounting with wall-specific HEWI fixing material (must be ordered separately) - sealing tape for sealing the fixing points is included in the scope of supply - concealed fixing - 700 mm projection, 259 mm high and 78 mm deep, 33 mm rail diameter - made of high-quality polyamide according to HEWI colour chart - toilet roll holder 801.50.011, WC flushing mechanism (radio-controlled) 801.50.060 and floor supports 950.50.021XA and 950.50.023XA for retrofitting - produced in accordance with CE- and UKCA-Regulation (EU) 2017/745 on medical devices - fulfils the ÖNORM B1600/1601 and SIA 500 requirements Article no.: HEWI 801.50.110 | https://catalog.hewi.com/en/p/80150110 | https://catalog.hewi.com/storage/downloads/HEWI_801_50_110_en.pdf
801.50.1100 | HEWI Hinged support rail, rotatable | Hinged support rail, rotatable of the 801 ICONIC series - three-colour hinged support rail - Made of high gloss polyamide - Cantilever: 99 (pure white), Wall plate: 55 (aqua blue), Support: 36 (coral) - Two parallel rails, arranged on top of each other, joined by a connecting bend - For holding on to and for support - Weight capacity up to 100 kg - With continuous, corrosion resistant steel core and wall plate made of polyamide with integrated steel core - Can be folded upwards and, folded downwards with braking mechanism, in raised position can be turned to left or right towards the wall - for wall mounting with wall-specific HEWI fixing material (must be ordered separately) - sealing tape for sealing the fixing points is included in the scope of supply - Concealed mounting - Projection 700 mm, Height 259 mm and width 78 mm, Rail 33 mm in diameter - Toilet roll holder 801.50.011, - Toilet flushing mechanism (radio) 801.50.060 and floor supports 950.50.021XA and 950.50.023XA retrofittable - Produced in accordance with Regulation (EU) 2017/745 on medical devices - Fulfils the ÖNORM B1600/1601 and SIA 500 requirements Article no.: HEWI 801.50.1100 | https://catalog.hewi.com/en/p/801501100 | https://catalog.hewi.com/storage/downloads/HEWI_801_50_1100_en.pdf
801.50.111 | HEWI Hinged support rail, rotatable | Range 801 Hinged support rail (rotatable) - fitted with a black arm pad - two parallel rails running one above the other joined by a connecting bend - for holding on to and providing support - weight capacity 100 kg - with continuous, corrosion resistant steel core and wall plate made of polyamide with integrated steel core - can be folded upwards and, folded downwards with braking mechanism, in raised position can be turned to left or right towards the wall - for wall mounting with wall-specific HEWI fixing material (must be ordered separately) - sealing tape for sealing the fixing points is included in the scope of supply - concealed fixing - 700 mm projection, 259 mm high and 78 mm deep, 33 mm rail diameter - arm pad made of PUR integral foam, length 295 mm - made of high-quality polyamide according to HEWI colour chart - toilet roll holder 801.50.011, WC flushing mechanism (radio-controlled) 801.50.060 and floor supports 950.50.021XA and 950.50.023XA for retrofitting - produced in accordance with CE- and UKCA-Regulation (EU) 2017/745 on medical devices - fulfils the ÖNORM B1600/1601 and SIA 500 requirements Article no.: HEWI 801.50.111 | https://catalog.hewi.com/en/p/80150111 | https://catalog.hewi.com/storage/downloads/HEWI_801_50_111_en.pdf
801.50.114S | HEWI Hinged support rail with floor support, rotating | Range 801 Hinged support rail (rotatable) - with floor support made to measure - two parallel rails running one above the other joined by a connecting bend - for holding on to and providing support - weight capacity 100 kg - with continuous, corrosion resistant steel core and wall plate made of polyamide with integrated steel core - can be folded upwards and, folded downwards with braking mechanism, in raised position can be turned to left or right towards the wall - for wall mounting with wall-specific HEWI fixing material (must be ordered separately) - sealing tape for sealing the fixing points is included in the scope of supply - concealed fixing - 700 mm projection, 259 mm high and 78 mm deep, 33 mm rail diameter - made of high-quality polyamide according to HEWI colour chart - toilet roll holder 801.50.011 and WC flushing mechanism (radio-controlled) 801.50.060 for retrofitting - produced in accordance with CE- and UKCA-Regulation (EU) 2017/745 on medical devices Article no.: HEWI 801.50.114S | https://catalog.hewi.com/en/p/80150114S | https://catalog.hewi.com/storage/downloads/HEWI_801_50_114S_en.pdf
801.50.115S | HEWI Mobile hinged support rail with floor support, rotating | Range 801 mobile hinged support rail (rotatable) - with floor support made to measure - two parallel rails running one above the other joined by a connecting bend - for holding on to and providing support - weight capacity 100 kg - with continuous, corrosion resistant steel core - can be folded upwards and, folded downwards with braking mechanism, in raised position can be turned to left or right towards the wall - for mobile use - for easy and flexible retrofitting on existing, preassembled mounting plate 950.50.016, must be ordered separately - toolless and quick installation by simple attachment of the mobile hinged support rail - secured by fixing screw to prevent unintentional removal - 700 mm projection, 252 mm high and 78 mm deep, 33 mm rail diameter - made of high-quality polyamide according to HEWI colour chart - toilet paper holder upgrade kit 801.50.011 and toilet flushing mechanism (radio) upgrade kit 801.50.060 for retrofitting - produced in accordance with CE- and UKCA-Regulation (EU) 2017/745 on medical devices Article no.: HEWI 801.50.115S | https://catalog.hewi.com/en/p/80150115S | https://catalog.hewi.com/storage/downloads/HEWI_801_50_115S_en.pdf
801.50.116 | HEWI Hinged support rail, rotatable | Range 801 Hinged support rail (rotatable) - two parallel rails running one above the other joined by a connecting bend - for holding on to and providing support - weight capacity 100 kg - with continuous, corrosion resistant aluminium core and wall plate made of synthetic material with integrated steel core - can be folded upwards and, folded downwards with braking mechanism, in raised position can be turned to left or right towards the wall - for wall mounting with wall-specific HEWI fixing material (must be ordered separately) - sealing tape for sealing the fixing points is included in the scope of supply - concealed fixing - 700 mm projection, 259 mm high and 78 mm deep, 33 mm rail diameter - made of high-quality polyamide according to HEWI colour chart - toilet roll holder 801.50.011, WC flushing mechanism (radio-controlled) 801.50.060 and floor supports 950.50.021XA and 950.50.023XA for retrofitting - produced in accordance with CE- and UKCA-Regulation (EU) 2017/745 on medical devices - fulfils the DIN 18040 requirements Article no.: HEWI 801.50.116 | https://catalog.hewi.com/en/p/80150116 | https://catalog.hewi.com/storage/downloads/HEWI_801_50_116_en.pdf
801.50.117 | HEWI Mobile hinged support rail, rotatable | Range 801 mobile hinged support rail (rotatable) - two parallel rails running one above the other joined by a connecting bend - for holding on to and providing support - weight capacity 100 kg - with continuous, corrosion resistant steel core - can be folded upwards and, folded downwards with braking mechanism, in raised position can be turned to left or right towards the wall - for mobile use - for easy and flexible retrofitting on existing, preassembled mounting plate 950.50.016, must be ordered separately - toolless and quick installation by simple attachment of the mobile hinged support rail - secured by fixing screw to prevent unintentional removal - 700 mm projection, 252 mm high and 78 mm deep, 33 mm rail diameter - made of high-quality polyamide according to HEWI colour chart - toilet paper holder upgrade kit 801.50.011 and toilet flushing mechanism (radio) upgrade kit 801.50.060 for retrofitting - produced in accordance with CE- and UKCA-Regulation (EU) 2017/745 on medical devices - fulfils the ÖNORM B1600/1601 and SIA 500 requirements Article no.: HEWI 801.50.117 | https://catalog.hewi.com/en/p/80150117 | https://catalog.hewi.com/storage/downloads/HEWI_801_50_117_en.pdf
801.50.118 | HEWI Mobile hinged support rail, rotatable | Range 801 mobile hinged support rail (rotatable) - fitted with a black arm pad - two parallel rails running one above the other joined by a connecting bend - for holding on to and providing support - weight capacity 100 kg - with continuous, corrosion resistant steel core - can be folded upwards and, folded downwards with braking mechanism, in raised position can be turned to left or right towards the wall - for mobile use - for easy and flexible retrofitting on existing, preassembled mounting plate 950.50.016, must be ordered separately - toolless and quick installation by simple attachment of the mobile hinged support rail - secured by fixing screw to prevent unintentional removal - 700 mm projection, 252 mm high and 78 mm deep, 33 mm rail diameter - arm pad made of PUR integral foam, length 295 mm - made of high-quality polyamide according to HEWI colour chart - toilet paper holder upgrade kit 801.50.011 and toilet flushing mechanism (radio) upgrade kit 801.50.060 for retrofitting - produced in accordance with CE- and UKCA-Regulation (EU) 2017/745 on medical devices - fulfils the ÖNORM B1600/1601 and SIA 500 requirements Article no.: HEWI 801.50.118 | https://catalog.hewi.com/en/p/80150118 | https://catalog.hewi.com/storage/downloads/HEWI_801_50_118_en.pdf
801.50.120 | HEWI Hinged support rail, rotatable | Range 801 Hinged support rail (rotatable) - two parallel rails running one above the other joined by a connecting bend - for holding on to and providing support - weight capacity 100 kg - with continuous, corrosion resistant steel core and wall plate made of polyamide with integrated steel core - can be folded upwards and, folded downwards with braking mechanism, in raised position can be turned to left or right towards the wall - for wall mounting with wall-specific HEWI fixing material (must be ordered separately) - sealing tape for sealing the fixing points is included in the scope of supply - concealed fixing - 850 mm projection, 259 mm high and 78 mm deep, 33 mm rail diameter - made of high-quality polyamide according to HEWI colour chart - toilet roll holder 801.50.011, WC flushing mechanism (radio-controlled) 801.50.060 and floor supports 950.50.021XA and 950.50.023XA for retrofitting - produced in accordance with CE- and UKCA-Regulation (EU) 2017/745 on medical devices - fulfils the DIN 18040, ÖNORM B1600/1601 and SIA 500 requirements Article no.: HEWI 801.50.120 | https://catalog.hewi.com/en/p/80150120 | https://catalog.hewi.com/storage/downloads/HEWI_801_50_120_en.pdf
801.50.1200 | HEWI Hinged support rail, rotatable | Hinged support rail, rotatable of the 801 ICONIC series - three-colour hinged support rail - Made of high gloss polyamide - Cantilever: 99 (pure white), Wall plate: 55 (aqua blue), Support: 36 (coral) - Two parallel rails, arranged on top of each other, the other joined by a connecting bend - For holding on to and for support - Weight capacity up to 100 kg - With continuous, corrosion resistant steel core and wall plate made of polyamide with integrated steel core - Can be folded upwards and, folded downwards with braking mechanism, in raised position can be turned to left or right towards the wall - for wall mounting with wall-specific HEWI fixing material (must be ordered separately) - sealing tape for sealing the fixing points is included in the scope of supply - Concealed mounting - Projection 850 mm, Height 259 mm and width 78 mm, Rail 33 mm in diameter - Toilet roll holder 801.50.011, - Toilet flushing mechanism (radio) 801.50.060 and floor supports 950.50.021XA and 950.50.023XA retrofittable - Produced in accordance with Regulation (EU) 2017/745 on medical devices - Fulfils the DIN 18040 requirements, ÖNORM B1600/1601 and SIA 500 Article no.: HEWI 801.50.1200 | https://catalog.hewi.com/en/p/801501200 | https://catalog.hewi.com/storage/downloads/HEWI_801_50_1200_en.pdf
801.50.121 | HEWI Hinged support rail, rotatable | Range 801 Hinged support rail (rotatable) - fitted with a black arm pad - two parallel rails running one above the other joined by a connecting bend - for holding on to and providing support - weight capacity 100 kg - with continuous, corrosion resistant steel core and wall plate made of polyamide with integrated steel core - can be folded upwards and, folded downwards with braking mechanism, in raised position can be turned to left or right towards the wall - for wall mounting with wall-specific HEWI fixing material (must be ordered separately) - sealing tape for sealing the fixing points is included in the scope of supply - concealed fixing - 850 mm projection, 259 mm high and 78 mm deep, 33 mm rail diameter - arm pad made of PUR integral foam, length 295 mm - made of high-quality polyamide according to HEWI colour chart - toilet roll holder 801.50.011, WC flushing mechanism (radio-controlled) 801.50.060 and floor supports 950.50.021XA and 950.50.023XA for retrofitting - produced in accordance with CE- and UKCA-Regulation (EU) 2017/745 on medical devices - fulfils the DIN 18040, ÖNORM B1600/1601 and SIA 500 requirements Article no.: HEWI 801.50.121 | https://catalog.hewi.com/en/p/80150121 | https://catalog.hewi.com/storage/downloads/HEWI_801_50_121_en.pdf
801.50.124S | HEWI Hinged support rail with floor support, rotating | Range 801 Hinged support rail (rotatable) - with floor support made to measure - two parallel rails running one above the other joined by a connecting bend - for holding on to and providing support - weight capacity 100 kg - with continuous, corrosion resistant steel core and wall plate made of polyamide with integrated steel core - can be folded upwards and, folded downwards with braking mechanism, in raised position can be turned to left or right towards the wall - for wall mounting with wall-specific HEWI fixing material (must be ordered separately) - sealing tape for sealing the fixing points is included in the scope of supply - concealed fixing - 850 mm projection, 259 mm high and 78 mm deep, 33 mm rail diameter - made of high-quality polyamide according to HEWI colour chart - toilet roll holder 801.50.011 and WC flushing mechanism (radio-controlled) 801.50.060 for retrofitting - produced in accordance with CE- and UKCA-Regulation (EU) 2017/745 on medical devices Article no.: HEWI 801.50.124S | https://catalog.hewi.com/en/p/80150124S | https://catalog.hewi.com/storage/downloads/HEWI_801_50_124S_en.pdf
801.50.125S | HEWI Mobile hinged support rail with floor support, rotating | Range 801 mobile hinged support rail (rotatable) - with floor support made to measure - two parallel rails running one above the other joined by a connecting bend - for holding on to and providing support - weight capacity 100 kg - with continuous, corrosion resistant steel core - can be folded upwards and, folded downwards with braking mechanism, in raised position can be turned to left or right towards the wall - for mobile use - for easy and flexible retrofitting on existing, preassembled mounting plate 950.50.016, must be ordered separately - toolless and quick installation by simple attachment of the mobile hinged support rail - secured by fixing screw to prevent unintentional removal - 850 mm projection, 252 mm high and 78 mm deep, 33 mm rail diameter - made of high-quality polyamide according to HEWI colour chart - toilet paper holder upgrade kit 801.50.011 and toilet flushing mechanism (radio) upgrade kit 801.50.060 for retrofitting - produced in accordance with CE- and UKCA-Regulation (EU) 2017/745 on medical devices Article no.: HEWI 801.50.125S | https://catalog.hewi.com/en/p/80150125S | https://catalog.hewi.com/storage/downloads/HEWI_801_50_125S_en.pdf
801.50.126 | HEWI Hinged support rail, rotatable | Range 801 Hinged support rail (rotatable) - two parallel rails running one above the other joined by a connecting bend - for holding on to and providing support - weight capacity 100 kg - with continuous, corrosion resistant aluminium core and wall plate made of synthetic material with integrated steel core - can be folded upwards and, folded downwards with braking mechanism, in raised position can be turned to left or right towards the wall - for wall mounting with wall-specific HEWI fixing material (must be ordered separately) - sealing tape for sealing the fixing points is included in the scope of supply - concealed fixing - 850 mm projection, 259 mm high and 78 mm deep, 33 mm rail diameter - made of high-quality polyamide according to HEWI colour chart - toilet roll holder 801.50.011, WC flushing mechanism (radio-controlled) 801.50.060 and floor supports 950.50.021XA and 950.50.023XA for retrofitting - produced in accordance with CE- and UKCA-Regulation (EU) 2017/745 on medical devices - fulfils the DIN 18040 requirements Article no.: HEWI 801.50.126 | https://catalog.hewi.com/en/p/80150126 | https://catalog.hewi.com/storage/downloads/HEWI_801_50_126_en.pdf
801.50.127 | HEWI Mobile hinged support rail, rotatable | Range 801 mobile hinged support rail (rotatable) - two parallel rails running one above the other joined by a connecting bend - for holding on to and providing support - weight capacity 100 kg - with continuous, corrosion resistant steel core - can be folded upwards and, folded downwards with braking mechanism, in raised position can be turned to left or right towards the wall - for mobile use - for easy and flexible retrofitting on existing, preassembled mounting plate 950.50.016, must be ordered separately - toolless and quick installation by simple attachment of the mobile hinged support rail - secured by fixing screw to prevent unintentional removal - 850 mm projection, 252 mm high and 78 mm deep, 33 mm rail diameter - made of high-quality polyamide according to HEWI colour chart - toilet paper holder upgrade kit 801.50.011 and toilet flushing mechanism (radio) upgrade kit 801.50.060 for retrofitting - produced in accordance with CE- and UKCA-Regulation (EU) 2017/745 on medical devices - fulfils the DIN 18040, ÖNORM B1600/1601 and SIA 500 requirements Article no.: HEWI 801.50.127 | https://catalog.hewi.com/en/p/80150127 | https://catalog.hewi.com/storage/downloads/HEWI_801_50_127_en.pdf
801.50.128 | HEWI Mobile hinged support rail, rotatable | Range 801 mobile hinged support rail (rotatable) - fitted with a black arm pad - two parallel rails running one above the other joined by a connecting bend - for holding on to and providing support - weight capacity 100 kg - with continuous, corrosion resistant steel core - can be folded upwards and, folded downwards with braking mechanism, in raised position can be turned to left or right towards the wall - for mobile use - for easy and flexible retrofitting on existing, preassembled mounting plate 950.50.016, must be ordered separately - toolless and quick installation by simple attachment of the mobile hinged support rail - secured by fixing screw to prevent unintentional removal - 850 mm projection, 252 mm high and 78 mm deep, 33 mm rail diameter - arm pad made of PUR integral foam, length 295 mm - made of high-quality polyamide according to HEWI colour chart - toilet paper holder upgrade kit 801.50.011 and toilet flushing mechanism (radio) upgrade kit 801.50.060 for retrofitting - produced in accordance with CE- and UKCA-Regulation (EU) 2017/745 on medical devices - fulfils the DIN 18040, ÖNORM B1600/1601 and SIA 500 requirements Article no.: HEWI 801.50.128 | https://catalog.hewi.com/en/p/80150128 | https://catalog.hewi.com/storage/downloads/HEWI_801_50_128_en.pdf
801.50.130 | HEWI Hinged support rail | Range 801 Hinged support rail (rotatable) - two parallel rails running one above the other joined by a connecting bend - for holding on to and providing support - weight capacity 100 kg - with continuous, corrosion resistant steel core and wall plate made of polyamide with integrated steel core - can be folded upwards and, folded downwards with braking mechanism, in raised position can be turned to left or right towards the wall - for wall mounting with wall-specific HEWI fixing material (must be ordered separately) - sealing tape for sealing the fixing points is included in the scope of supply - concealed fixing - 900 mm projection, 259 mm high and 78 mm wide, 33 mm rail diameter - made of high-quality polyamide according to HEWI colour chart - toilet roll holder 801.50.011, WC flushing mechanism (radio-controlled) 801.50.060 and floor supports 950.50.021XA and 950.50.023XA for retrofitting - produced in accordance with CE- and UKCA-Regulation (EU) 2017/745 on medical devices - fulfils the ÖNORM B1600/1601 requirements Article no.: HEWI 801.50.130 | https://catalog.hewi.com/en/p/80150130 | https://catalog.hewi.com/storage/downloads/HEWI_801_50_130_en.pdf
801.50.131 | HEWI Hinged support rail | Range 801 Hinged support rail (rotatable) - fitted with a black arm pad - two parallel rails running one above the other joined by a connecting bend - for holding on to and providing support - weight capacity 100 kg - with continuous, corrosion resistant steel core and wall plate made of polyamide with integrated steel core - can be folded upwards and, folded downwards with braking mechanism, in raised position can be turned to left or right towards the wall - for wall mounting with wall-specific HEWI fixing material (must be ordered separately) - sealing tape for sealing the fixing points is included in the scope of supply - concealed fixing - 900 mm projection, 259 mm high and 78 mm wide, 33 mm rail diameter - arm pad made of PUR integral foam, length 295 mm - made of high-quality polyamide according to HEWI colour chart - toilet roll holder 801.50.011, WC flushing mechanism (radio-controlled) 801.50.060 and floor supports 950.50.021XA and 950.50.023XA for retrofitting - produced in accordance with CE- and UKCA-Regulation (EU) 2017/745 on medical devices - fulfils the ÖNORM B1600/1601 requirements Article no.: HEWI 801.50.131 | https://catalog.hewi.com/en/p/80150131 | https://catalog.hewi.com/storage/downloads/HEWI_801_50_131_en.pdf
801.50.134S | HEWI Hinged support rail with floor support, rotating | Range 801 Hinged support rail (rotatable) - with floor support made to measure - two parallel rails running one above the other joined by a connecting bend - for holding on to and providing support - weight capacity 100 kg - with continuous, corrosion resistant steel core and wall plate made of polyamide with integrated steel core - can be folded upwards and, folded downwards with braking mechanism, in raised position can be turned to left or right towards the wall - for wall mounting with wall-specific HEWI fixing material (must be ordered separately) - sealing tape for sealing the fixing points is included in the scope of supply - concealed fixing - 900 mm projection, 259 mm high and 78 mm wide, 33 mm rail diameter - made of high-quality polyamide according to HEWI colour chart - toilet roll holder 801.50.011 and WC flushing mechanism (radio-controlled) 801.50.060 for retrofitting - produced in accordance with CE- and UKCA-Regulation (EU) 2017/745 on medical devices - fulfils the ÖNORM B1600/1601 requirements. Article no.: HEWI 801.50.134S | https://catalog.hewi.com/en/p/80150134S | https://catalog.hewi.com/storage/downloads/HEWI_801_50_134S_en.pdf
801.50.135S | HEWI Mobile hinged support rail with floor support, rotating | Range 801 mobile hinged support rail (rotatable) - with floor support made to measure - two parallel rails running one above the other joined by a connecting bend - for holding on to and providing support - weight capacity 100 kg - with continuous, corrosion resistant steel core - can be folded upwards and, folded downwards with braking mechanism, in raised position can be turned to left or right towards the wall - for mobile use - for easy and flexible retrofitting on existing, preassembled mounting plate 950.50.016, must be ordered separately - toolless and quick installation by simple attachment of the mobile hinged support rail - secured by fixing screw to prevent unintentional removal - 900 mm projection, 252 mm high and 78 mm wide, 33 mm rail diameter - made of high-quality polyamide according to HEWI colour chart - toilet paper holder upgrade kit 801.50.011 and toilet flushing mechanism (radio) upgrade kit 801.50.060 for retrofitting - produced in accordance with CE- and UKCA-Regulation (EU) 2017/745 on medical devices - fulfils the ÖNORM B1600/1601 requirements Article no.: HEWI 801.50.135S | https://catalog.hewi.com/en/p/80150135S | https://catalog.hewi.com/storage/downloads/HEWI_801_50_135S_en.pdf
801.50.136 | HEWI Hinged support rail | Range 801 Hinged support rail (rotatable) - two parallel rails running one above the other joined by a connecting bend - for holding on to and providing support - weight capacity 100 kg - with continuous, corrosion resistant aluminium core and wall plate made of synthetic material with integrated steel core - can be folded upwards and, folded downwards with braking mechanism, in raised position can be turned to left or right towards the wall - for wall mounting with wall-specific HEWI fixing material (must be ordered separately) - sealing tape for sealing the fixing points is included in the scope of supply - concealed fixing - 900 mm projection, 259 mm high and 78 mm wide, 33 mm rail diameter - made of high-quality polyamide by HEWI colour table - toilet roll holder 801.50.011, WC flushing mechanism (radio-controlled) 801.50.060 and floor supports 950.50.021XA and 950.50.023XA for retrofitting - produced in accordance with CE- and UKCA-Regulation (EU) 2017/745 on medical devices - fulfils the ÖNORM B1600/1601 requirements Article no.: HEWI 801.50.136 | https://catalog.hewi.com/en/p/80150136 | https://catalog.hewi.com/storage/downloads/HEWI_801_50_136_en.pdf
801.50.137 | HEWI Mobile hinged support rail, rotatable | Range 801 mobile hinged support rail (rotatable) - two parallel rails running one above the other joined by a connecting bend - for holding on to and providing support - weight capacity 100 kg - with continuous, corrosion resistant steel core - can be folded upwards and, folded downwards with braking mechanism, in raised position can be turned to left or right towards the wall - for mobile use - for easy and flexible retrofitting on existing, preassembled mounting plate 950.50.016, must be ordered separately - toolless and quick installation by simple attachment of the mobile hinged support rail - secured by fixing screw to prevent unintentional removal - 900 mm projection, 252 mm high and 78 mm wide, 33 mm rail diameter - made of high-quality polyamide by HEWI colour table - toilet paper holder upgrade kit 801.50.011 and toilet flushing mechanism (radio) upgrade kit 801.50.060 for retrofitting - produced in accordance with CE- and UKCA-Regulation (EU) 2017/745 on medical devices - fulfils the ÖNORM B1600/1601 requirements Article no.: HEWI 801.50.137 | https://catalog.hewi.com/en/p/80150137 | https://catalog.hewi.com/storage/downloads/HEWI_801_50_137_en.pdf
801.50.138 | HEWI Mobile hinged support rail, rotatable | Range 801 mobile hinged support rail (rotatable) - fitted with a black arm pad - two parallel rails running one above the other joined by a connecting bend - for holding on to and providing support - weight capacity 100 kg - with continuous, corrosion resistant steel core - can be folded upwards and, folded downwards with braking mechanism, in raised position can be turned to left or right towards the wall - for mobile use - for easy and flexible retrofitting on existing, preassembled mounting plate 950.50.016, must be ordered separately - toolless and quick installation by simple attachment of the mobile hinged support rail - secured by fixing screw to prevent unintentional removal - 900 mm projection, 252 mm high and 78 mm wide, 33 mm rail diameter - arm pad made of PUR integral foam, length 295 mm - made of high-quality polyamide by HEWI colour table - toilet paper holder upgrade kit 801.50.011 and toilet flushing mechanism (radio) upgrade kit 801.50.060 for retrofitting - produced in accordance with CE- and UKCA-Regulation (EU) 2017/745 on medical devices - fulfils the ÖNORM B1600/1601 requirements Article no.: HEWI 801.50.138 | https://catalog.hewi.com/en/p/80150138 | https://catalog.hewi.com/storage/downloads/HEWI_801_50_138_en.pdf
801.50.140 | HEWI Hinged support rail, rotatable | Range 801 Hinged support rail (rotatable) - two parallel rails running one above the other joined by a connecting bend - for holding on to and providing support - weight capacity 100 kg - with continuous, corrosion resistant steel core and wall plate made of polyamide with integrated steel core - can be folded upwards and, folded downwards with braking mechanism, in raised position can be turned to left or right towards the wall - for wall mounting with wall-specific HEWI fixing material (must be ordered separately) - sealing tape for sealing the fixing points is included in the scope of supply - concealed fixing - 750 mm projection, 259 mm high and 78 mm wide, 33 mm rail diameter - made of high-quality polyamide by HEWI colour table - toilet roll holder 801.50.011, WC flushing mechanism (radio-controlled) 801.50.060 and floor supports 950.50.021XA and 950.50.023XA for retrofitting - produced in accordance with CE- and UKCA-Regulation (EU) 2017/745 on medical devices - fulfils the requirements applicable in Belgium (CWATUPE, WVG Vlaanderen) in respect of the projection of the hinged support rail on the toilet Article no.: HEWI 801.50.140 | https://catalog.hewi.com/en/p/80150140 | https://catalog.hewi.com/storage/downloads/HEWI_801_50_140_en.pdf
801.50.141 | HEWI Hinged support rail, rotatable | Range 801 Hinged support rail (rotatable) - fitted with a black arm pad - two parallel rails running one above the other joined by a connecting bend - for holding on to and providing support - weight capacity 100 kg - with continuous, corrosion resistant steel core and wall plate made of polyamide with integrated steel core - can be folded upwards and, folded downwards with braking mechanism, in raised position can be turned to left or right towards the wall - for wall mounting with wall-specific HEWI fixing material (must be ordered separately) - sealing tape for sealing the fixing points is included in the scope of supply - concealed fixing - 750 mm projection, 259 mm high and 78 mm deep, 33 mm rail diameter - arm pad made of PUR integral foam, length 295 mm - made of high-quality polyamide by HEWI colour table - toilet roll holder 801.50.011, WC flushing mechanism (radio-controlled) 801.50.060 and floor supports 950.50.021XA and 950.50.023XA for retrofitting - produced in accordance with CE- and UKCA-Regulation (EU) 2017/745 on medical devices - fulfils the requirements applicable in Belgium (CWATUPE, WVG Vlaanderen) in respect of the projection of the hinged support rail on the toilet Article no.: HEWI 801.50.141 | https://catalog.hewi.com/en/p/80150141 | https://catalog.hewi.com/storage/downloads/HEWI_801_50_141_en.pdf
801.50.144S | HEWI Hinged support rail with floor support, rotating | Range 801 Hinged support rail (rotatable) - with floor support made to measure - two parallel rails running one above the other joined by a connecting bend - for holding on to and providing support - weight capacity 100 kg - with continuous, corrosion resistant steel core and wall plate made of polyamide with integrated steel core - can be folded upwards and, folded downwards with braking mechanism, in raised position can be turned to left or right towards the wall - for wall mounting with wall-specific HEWI fixing material (must be ordered separately) - sealing tape for sealing the fixing points is included in the scope of supply - concealed fixing - 750 mm projection, 259 mm high and 78 mm wide, 33 mm rail diameter - made of high-quality polyamide by HEWI colour table - toilet roll holder 801.50.011 and WC flushing mechanism (radio-controlled) 801.50.060 for retrofitting - produced in accordance with CE- and UKCA-Regulation (EU) 2017/745 on medical devices - fulfils the requirements applicable in Belgium (CWATUPE, WVG Vlaanderen) in respect of the projection of the hinged support rail on the toilet Article no.: HEWI 801.50.144S | https://catalog.hewi.com/en/p/80150144S | https://catalog.hewi.com/storage/downloads/HEWI_801_50_144S_en.pdf
801.50.145S | HEWI Mobile hinged support rail with floor support, rotating | Range 801 mobile hinged support rail (rotatable) - with floor support made to measure - two parallel rails running one above the other joined by a connecting bend - for holding on to and providing support - weight capacity 100 kg - with continuous, corrosion resistant steel core - can be folded upwards and, folded downwards with braking mechanism, in raised position can be turned to left or right towards the wall - for mobile use - for easy and flexible retrofitting on existing, preassembled mounting plate 950.50.016, must be ordered separately - toolless and quick installation by simple attachment of the mobile hinged support rail - secured by fixing screw to prevent unintentional removal - 750 mm projection, 252 mm high and 78 mm wide, 33 mm rail diameter - made of high-quality polyamide by HEWI colour table - toilet paper holder upgrade kit 801.50.011 and toilet flushing mechanism (radio) upgrade kit 801.50.060 for retrofitting - produced in accordance with CE- and UKCA-Regulation (EU) 2017/745 on medical devices - fulfils the requirements applicable in Belgium (CWATUPE, WVG Vlaanderen) in respect of the projection of the hinged support rail on the toilet Article no.: HEWI 801.50.145S | https://catalog.hewi.com/en/p/80150145S | https://catalog.hewi.com/storage/downloads/HEWI_801_50_145S_en.pdf
801.50.146 | HEWI Hinged support rail, rotatable | Range 801 Hinged support rail (rotatable) - two parallel rails running one above the other joined by a connecting bend - for holding on to and providing support - weight capacity 100 kg - with continuous, corrosion resistant aluminium core and wall plate made of synthetic material with integrated steel core - can be folded upwards and, folded downwards with braking mechanism, in raised position can be turned to left or right towards the wall - for wall mounting with wall-specific HEWI fixing material (must be ordered separately) - sealing tape for sealing the fixing points is included in the scope of supply - concealed fixing - 750 mm projection, 259 mm high and 78 mm wide, 33 mm rail diameter - made of high-quality polyamide by HEWI colour table - toilet roll holder 801.50.011, WC flushing mechanism (radio-controlled) 801.50.060 and floor supports 950.50.021XA and 950.50.023XA for retrofitting - produced in accordance with CE- and UKCA-Regulation (EU) 2017/745 on medical devices - fulfils the requirements applicable in Belgium (CWATUPE, WVG Vlaanderen) in respect of the projection of the hinged support rail on the toilet Article no.: HEWI 801.50.146 | https://catalog.hewi.com/en/p/80150146 | https://catalog.hewi.com/storage/downloads/HEWI_801_50_146_en.pdf
801.50.147 | HEWI Mobile hinged support rail, rotatable | Range 801 mobile hinged support rail (rotatable) - two parallel rails running one above the other joined by a connecting bend - for holding on to and providing support - weight capacity 100 kg - with continuous, corrosion resistant steel core - can be folded upwards and, folded downwards with braking mechanism, in raised position can be turned to left or right towards the wall - for mobile use - for easy and flexible retrofitting on existing, preassembled mounting plate 950.50.016, must be ordered separately - toolless and quick installation by simple attachment of the mobile hinged support rail - secured by fixing screw to prevent unintentional removal - 750 mm projection, 252 mm high and 78 mm wide, 33 mm rail diameter - made of high-quality polyamide by HEWI colour table - toilet paper holder upgrade kit 801.50.011 and toilet flushing mechanism (radio) upgrade kit 801.50.060 for retrofitting - produced in accordance with CE- and UKCA-Regulation (EU) 2017/745 on medical devices - fulfils the requirements applicable in Belgium (CWATUPE, WVG Vlaanderen) in respect of the projection of the hinged support rail on the toilet Article no.: HEWI 801.50.147 | https://catalog.hewi.com/en/p/80150147 | https://catalog.hewi.com/storage/downloads/HEWI_801_50_147_en.pdf
801.50.148 | HEWI Mobile hinged support rail, rotatable | Range 801 mobile hinged support rail (rotatable) - fitted with a black arm pad - two parallel rails running one above the other joined by a connecting bend - for holding on to and providing support - weight capacity 100 kg - with continuous, corrosion resistant steel core - can be folded upwards and, folded downwards with braking mechanism, in raised position can be turned to left or right towards the wall - for mobile use - for easy and flexible retrofitting on existing, preassembled mounting plate 950.50.016, must be ordered separately - toolless and quick installation by simple attachment of the mobile hinged support rail - secured by fixing screw to prevent unintentional removal - 750 mm projection, 252 mm high and 78 mm wide, 33 mm rail diameter - arm pad made of PUR integral foam, length 295 mm - made of high-quality polyamide by HEWI colour table - toilet paper holder upgrade kit 801.50.011 and toilet flushing mechanism (radio) upgrade kit 801.50.060 for retrofitting - produced in accordance with CE- and UKCA-Regulation (EU) 2017/745 on medical devices - fulfils the requirements applicable in Belgium (CWATUPE, WVG Vlaanderen) in respect of the projection of the hinged support rail on the toilet Article no.: HEWI 801.50.148 | https://catalog.hewi.com/en/p/80150148 | https://catalog.hewi.com/storage/downloads/HEWI_801_50_148_en.pdf
801.50.200 | HEWI Hinged support rail | Range 801 Hinged support rail - two parallel rails running one above the other joined by a connecting bend - for holding on to and providing support - weight capacity 100 kg - with continuous, corrosion resistant steel core and wall plate made of polyamide with integrated steel core - can be folded upwards and, folded downwards with braking mechanism - for wall mounting with wall-specific HEWI fixing material (must be ordered separately) - sealing tape for sealing the fixing points is included in the scope of supply - concealed fixing - 600 mm projection, 259 mm high and 78 mm deep, 33 mm rail diameter - made of high-quality polyamide according to HEWI colour chart - toilet roll holder 801.50.011, WC flushing mechanism (radio-controlled) 801.50.060 and floor supports 950.50.021XA and 950.50.023XA for retrofitting - produced in accordance with CE- and UKCA-Regulation (EU) 2017/745 on medical devices - fulfils the DIN 18040 requirements Article no.: HEWI 801.50.200 | https://catalog.hewi.com/en/p/80150200 | https://catalog.hewi.com/storage/downloads/HEWI_801_50_200_en.pdf
801.50.2000 | HEWI Hinged support rail | Series 801 ICONIC Hinged support rail - three-colour hinged support rail - Made of high gloss polyamide - Cantilever: 99 (pure white), Wall plate: 55 (aqua blue), Support: 36 (coral) - Two parallel rails, arranged on top of each other, joined by a connecting bend - For holding on to and for support - Weight capacity up to 100 kg - With continuous, corrosion resistant steel core and wall plate made of polyamide with integrated steel core - Can be folded upwards and folded downwards with braked movement - for wall mounting with wall-specific HEWI fixing material (must be ordered separately) - sealing tape for sealing the fixing points is included in the scope of supply - Concealed mounting - Projection 600 mm, Height 259 mm and width 78 mm, Rail 33 mm in diameter - Toilet roll holder 801.50.011, - Toilet flushing mechanism (radio) 801.50.060 and floor supports 950.50.021XA and 950.50.023XA retrofittable - Produced in accordance with Regulation (EU) 2017/745 on medical devices - Fulfils the DIN 18040 requirements Article no.: HEWI 801.50.2000 | https://catalog.hewi.com/en/p/801502000 | https://catalog.hewi.com/storage/downloads/HEWI_801_50_2000_en.pdf
801.50.2001 | HEWI Hinged support rail | Series 801 ICONIC Hinged support rail - Three-colour folding support rail - Made of high gloss polyamide - Cantilever: 74 (apple green), Wall plate: 72 (may green), Support: 36 (coral) - Two parallel rails, arranged on top of each other, joined by a connecting bend - For holding on to and for support - Weight capacity up to 100 kg - With continuous, corrosion resistant steel core and wall plate made of polyamide with integrated steel core - Can be folded upwards and folded downwards with braked movement - for wall mounting with wall-specific HEWI fixing material (must be ordered separately) - sealing tape for sealing the fixing points is included in the scope of supply - Concealed mounting - Projection 600 mm, Height 259 mm and width 78 mm, Rail 33 mm in diameter - Toilet roll holder 801.50.011, - Toilet flushing mechanism (radio) 801.50.060 and floor supports 950.50.021XA and 950.50.023XA retrofittable - Produced in accordance with Regulation (EU) 2017/745 on medical devices - Fulfils the DIN 18040 requirements Article no.: HEWI 801.50.2001 | https://catalog.hewi.com/en/p/801502001 | https://catalog.hewi.com/storage/downloads/HEWI_801_50_2001_en.pdf
801.50.2002 | HEWI Hinged support rail | Series 801 ICONIC Hinged support rail - Three-coloured folding support rail - Made of high gloss polyamide - Cantilever: 55 (aqua blue), Wall plate: 50 (steel blue), Support: 74 (apple green) - Two parallel rails, arranged on top of each other, the other joined by a connecting bend - For holding on to and for support - Weight capacity up to 100 kg - With continuous, corrosion resistant steel core and wall plate made of polyamide with integrated steel core - Can be folded upwards and folded downwards with braked movement - for wall mounting with wall-specific HEWI fixing material (must be ordered separately) - sealing tape for sealing the fixing points is included in the scope of supply - Concealed mounting - Projection 600 mm, Height 259 mm and width 78 mm, Rail 33 mm in diameter - Toilet roll holder 801.50.011, - Toilet flushing mechanism (radio) 801.50.060 and floor supports 950.50.021XA and 950.50.023XA retrofittable - Produced in accordance with Regulation (EU) 2017/745 on medical devices - Fulfils the DIN 18040 requirements Article no.: HEWI 801.50.2002 | https://catalog.hewi.com/en/p/801502002 | https://catalog.hewi.com/storage/downloads/HEWI_801_50_2002_en.pdf
801.50.201 | HEWI Hinged support rail | Range 801 Hinged support rail - fitted with a black arm pad - two parallel rails running one above the other joined by a connecting bend - for holding on to and providing support - weight capacity 100 kg - with continuous, corrosion resistant steel core and wall plate made of polyamide with integrated steel core - can be folded upwards and, folded downwards with braking mechanism - for wall mounting with wall-specific HEWI fixing material (must be ordered separately) - sealing tape for sealing the fixing points is included in the scope of supply - concealed fixing - 600 mm projection, 259 mm high and 78 mm deep, 33 mm rail diameter - arm pad made of PUR integral foam, length 295 mm - made of high-quality polyamide according to HEWI colour chart - toilet roll holder 801.50.011, WC flushing mechanism (radio-controlled) 801.50.060 and floor supports 950.50.021XA and 950.50.023XA for retrofitting - produced in accordance with CE- and UKCA-Regulation (EU) 2017/745 on medical devices - fulfils the DIN 18040 requirements Article no.: HEWI 801.50.201 | https://catalog.hewi.com/en/p/80150201 | https://catalog.hewi.com/storage/downloads/HEWI_801_50_201_en.pdf
801.50.204S | HEWI Hinged support rail with floor support | Range 801 Hinged support rail - with floor support made to measure - two parallel rails running one above the other joined by a connecting bend - for holding on to and providing support - weight capacity 100 kg - with continuous, corrosion resistant steel core and wall plate made of polyamide with integrated steel core - can be folded upwards and, folded downwards with braking mechanism - for wall mounting with wall-specific HEWI fixing material (must be ordered separately) - sealing tape for sealing the fixing points is included in the scope of supply - concealed fixing - 600 mm projection, 259 mm high and 78 mm deep, 33 mm rail diameter - made of high-quality polyamide according to HEWI colour chart - toilet roll holder 801.50.011 and WC flushing mechanism (radio-controlled) 801.50.060 for retrofitting - produced in accordance with CE- and UKCA-Regulation (EU) 2017/745 on medical devices Article no.: HEWI 801.50.204S | https://catalog.hewi.com/en/p/80150204S | https://catalog.hewi.com/storage/downloads/HEWI_801_50_204S_en.pdf
801.50.205S | HEWI Mobile hinged support rail with floor support | Range 801 mobile hinged support rail - with floor support made to measure - two parallel rails running one above the other joined by a connecting bend - for holding on to and providing support - weight capacity 100 kg - with continuous, corrosion resistant steel core - can be folded upwards and, folded downwards with braking mechanism - for mobile use - for easy and flexible retrofitting on existing, preassembled mounting plate 950.50.016, must be ordered separately - toolless and quick installation by simple attachment of the mobile hinged support rail - secured by fixing screw to prevent unintentional removal - 600 mm projection, 252 mm high and 78 mm deep, 33 mm rail diameter - made of high-quality polyamide according to HEWI colour chart - toilet paper holder upgrade kit 801.50.011 and toilet flushing mechanism (radio) upgrade kit 801.50.060 for retrofitting - produced in accordance with CE- and UKCA-Regulation (EU) 2017/745 on medical devices Article no.: HEWI 801.50.205S | https://catalog.hewi.com/en/p/80150205S | https://catalog.hewi.com/storage/downloads/HEWI_801_50_205S_en.pdf
801.50.206 | HEWI Hinged support rail | Range 801 Hinged support rail - two parallel rails running one above the other joined by a connecting bend - for holding on to and providing support - weight capacity 100 kg - with continuous, corrosion resistant aluminium core and wall plate made of synthetic material with integrated steel core - can be folded upwards and, folded downwards with braking mechanism - for wall mounting with wall-specific HEWI fixing material (must be ordered separately) - sealing tape for sealing the fixing points is included in the scope of supply - concealed fixing - 600 mm projection, 259 mm high and 78 mm deep, 33 mm rail diameter - made of high-quality polyamide according to HEWI colour chart - toilet roll holder 801.50.011, WC flushing mechanism (radio-controlled) 801.50.060 and floor supports 950.50.021XA and 950.50.023XA for retrofitting - produced in accordance with CE- and UKCA-Regulation (EU) 2017/745 on medical devices - fulfils the DIN 18040 requirements Article no.: HEWI 801.50.206 | https://catalog.hewi.com/en/p/80150206 | https://catalog.hewi.com/storage/downloads/HEWI_801_50_206_en.pdf
801.50.207 | HEWI Mobile hinged support rail | Range 801 mobile hinged support rail - two parallel rails running one above the other joined by a connecting bend - for holding on to and providing support - weight capacity 100 kg - with continuous, corrosion resistant steel core - can be folded upwards and, folded downwards with braking mechanism - for mobile use - for easy and flexible retrofitting on existing, preassembled mounting plate 950.50.016, must be ordered separately - toolless and quick installation by simple attachment of the mobile hinged support rail - secured by fixing screw to prevent unintentional removal - 600 mm projection, 252 mm high and 78 mm deep, 33 mm rail diameter - made of high-quality polyamide according to HEWI colour chart - toilet paper holder upgrade kit 801.50.011 and toilet flushing mechanism (radio) upgrade kit 801.50.060 for retrofitting - produced in accordance with CE- and UKCA-Regulation (EU) 2017/745 on medical devices - fulfils the DIN 18040 requirements Article no.: HEWI 801.50.207 | https://catalog.hewi.com/en/p/80150207 | https://catalog.hewi.com/storage/downloads/HEWI_801_50_207_en.pdf
801.50.208 | HEWI Mobile hinged support rail | Range 801 mobile hinged support rail - fitted with a black arm pad - two parallel rails running one above the other joined by a connecting bend - for holding on to and providing support - weight capacity 100 kg - with continuous, corrosion resistant steel core - can be folded upwards and, folded downwards with braking mechanism - for mobile use - for easy and flexible retrofitting on existing, preassembled mounting plate 950.50.016, must be ordered separately - toolless and quick installation by simple attachment of the mobile hinged support rail - secured by fixing screw to prevent unintentional removal - 600 mm projection, 252 mm high and 78 mm deep, 33 mm rail diameter - arm pad made of PUR integral foam, length 295 mm - made of high-quality polyamide according to HEWI colour chart - toilet paper holder upgrade kit 801.50.011 and toilet flushing mechanism (radio) upgrade kit 801.50.060 for retrofitting - produced in accordance with CE- and UKCA-Regulation (EU) 2017/745 on medical devices - fulfils the DIN 18040 requirements Article no.: HEWI 801.50.208 | https://catalog.hewi.com/en/p/80150208 | https://catalog.hewi.com/storage/downloads/HEWI_801_50_208_en.pdf
801.50.210 | HEWI Hinged support rail | Range 801 Hinged support rail - two parallel rails running one above the other joined by a connecting bend - for holding on to and providing support - weight capacity 100 kg - with continuous, corrosion resistant steel core and wall plate made of polyamide with integrated steel core - can be folded upwards and, folded downwards with braking mechanism - for wall mounting with wall-specific HEWI fixing material (must be ordered separately) - sealing tape for sealing the fixing points is included in the scope of supply - concealed fixing - 700 mm projection, 259 mm high and 78 mm deep, 33 mm rail diameter - made of high-quality polyamide according to HEWI colour chart - toilet roll holder 801.50.011, WC flushing mechanism (radio-controlled) 801.50.060 and floor supports 950.50.021XA and 950.50.023XA for retrofitting - produced in accordance with CE- and UKCA-Regulation (EU) 2017/745 on medical devices - fulfils the ÖNORM B1600/1601 and SIA 500 requirements Article no.: HEWI 801.50.210 | https://catalog.hewi.com/en/p/80150210 | https://catalog.hewi.com/storage/downloads/HEWI_801_50_210_en.pdf
801.50.2100 | HEWI Hinged support rail | Series 801 ICONIC Hinged support rail - three-colour hinged support rail - Made of high gloss polyamide - Cantilever: 99 (pure white), Wall plate: 55 (aqua blue), Support: 36 (coral) - Two parallel rails, arranged on top of each other, joined by a connecting bend - For holding on to and for support - Weight capacity up to 100 kg - With continuous, corrosion resistant steel core and wall plate made of polyamide with integrated steel core - Can be folded upwards and folded downwards with braked movement - for wall mounting with wall-specific HEWI fixing material (must be ordered separately) - sealing tape for sealing the fixing points is included in the scope of supply - Concealed mounting - Projection 700 mm, Height 259 mm and width 78 mm, Rail 33 mm in diameter - Toilet roll holder 801.50.011, - Toilet flushing mechanism (radio) 801.50.060 and floor supports 950.50.021XA and 950.50.023XA retrofittable - Produced in accordance with Regulation (EU) 2017/745 on medical devices - Fulfils the ÖNORM B1600/1601 and SIA 500 requirements Article no.: HEWI 801.50.2100 | https://catalog.hewi.com/en/p/801502100 | https://catalog.hewi.com/storage/downloads/HEWI_801_50_2100_en.pdf
801.50.211 | HEWI Hinged support rail | Range 801 Hinged support rail - fitted with a black arm pad - two parallel rails running one above the other joined by a connecting bend - for holding on to and providing support - weight capacity 100 kg - with continuous, corrosion resistant steel core and wall plate made of polyamide with integrated steel core - can be folded upwards and, folded downwards with braking mechanism - for wall mounting with wall-specific HEWI fixing material (must be ordered separately) - sealing tape for sealing the fixing points is included in the scope of supply - concealed fixing - 700 mm projection, 259 mm high and 78 mm deep, 33 mm rail diameter - arm pad made of PUR integral foam, length 295 mm - made of high-quality polyamide according to HEWI colour chart - toilet roll holder 801.50.011, WC flushing mechanism (radio-controlled) 801.50.060 and floor supports 950.50.021XA and 950.50.023XA for retrofitting - produced in accordance with CE- and UKCA-Regulation (EU) 2017/745 on medical devices - fulfils the ÖNORM B1600/1601 and SIA 500 requirements Article no.: HEWI 801.50.211 | https://catalog.hewi.com/en/p/80150211 | https://catalog.hewi.com/storage/downloads/HEWI_801_50_211_en.pdf
801.50.214S | HEWI Hinged support rail with floor support | Range 801 Hinged support rail - with floor support made to measure - two parallel rails running one above the other joined by a connecting bend - for holding on to and providing support - weight capacity 100 kg - with continuous, corrosion resistant steel core and wall plate made of polyamide with integrated steel core - can be folded upwards and, folded downwards with braking mechanism - for wall mounting with wall-specific HEWI fixing material (must be ordered separately) - sealing tape for sealing the fixing points is included in the scope of supply - concealed fixing - 700 mm projection, 259 mm high and 78 mm deep, 33 mm rail diameter - made of high-quality polyamide according to HEWI colour chart - toilet roll holder 801.50.011 and WC flushing mechanism (radio-controlled) 801.50.060 for retrofitting - produced in accordance with CE- and UKCA-Regulation (EU) 2017/745 on medical devices Article no.: HEWI 801.50.214S | https://catalog.hewi.com/en/p/80150214S | https://catalog.hewi.com/storage/downloads/HEWI_801_50_214S_en.pdf
801.50.215S | HEWI Mobile hinged support rail with floor support | Range 801 mobile hinged support rail - with floor support made to measure - two parallel rails running one above the other joined by a connecting bend - for holding on to and providing support - weight capacity 100 kg - with continuous, corrosion resistant steel core - can be folded upwards and, folded downwards with braking mechanism - for mobile use - for easy and flexible retrofitting on existing, preassembled mounting plate 950.50.016, must be ordered separately - toolless and quick installation by simple attachment of the mobile hinged support rail - secured by fixing screw to prevent unintentional removal - 700 mm projection, 252 mm high and 78 mm deep, 33 mm rail diameter - made of high-quality polyamide according to HEWI colour chart - toilet paper holder upgrade kit 801.50.011 and toilet flushing mechanism (radio) upgrade kit 801.50.060 for retrofitting - produced in accordance with CE- and UKCA-Regulation (EU) 2017/745 on medical devices Article no.: HEWI 801.50.215S | https://catalog.hewi.com/en/p/80150215S | https://catalog.hewi.com/storage/downloads/HEWI_801_50_215S_en.pdf
801.50.216 | HEWI Hinged support rail | Range 801 Hinged support rail - two parallel rails running one above the other joined by a connecting bend - for holding on to and providing support - weight capacity 100 kg - with continuous, corrosion resistant aluminium core and wall plate made of synthetic material with integrated steel core - can be folded upwards and, folded downwards with braking mechanism - for wall mounting with wall-specific HEWI fixing material (must be ordered separately) - sealing tape for sealing the fixing points is included in the scope of supply - concealed fixing - 700 mm projection, 259 mm high and 78 mm deep, 33 mm rail diameter - made of high-quality polyamide according to HEWI colour chart - toilet roll holder 801.50.011, WC flushing mechanism (radio-controlled) 801.50.060 and floor supports 950.50.021XA and 950.50.023XA for retrofitting - produced in accordance with CE- and UKCA-Regulation (EU) 2017/745 on medical devices - fulfils the DIN 18040 requirements Article no.: HEWI 801.50.216 | https://catalog.hewi.com/en/p/80150216 | https://catalog.hewi.com/storage/downloads/HEWI_801_50_216_en.pdf
801.50.217 | HEWI Mobile hinged support rail | Range 801 mobile hinged support rail - two parallel rails running one above the other joined by a connecting bend - for holding on to and providing support - weight capacity 100 kg - with continuous, corrosion resistant steel core - can be folded upwards and, folded downwards with braking mechanism - for mobile use - for easy and flexible retrofitting on existing, preassembled mounting plate 950.50.016, must be ordered separately - toolless and quick installation by simple attachment of the mobile hinged support rail - secured by fixing screw to prevent unintentional removal - 700 mm projection, 252 mm high and 78 mm deep, 33 mm rail diameter - made of high-quality polyamide according to HEWI colour chart - toilet paper holder upgrade kit 801.50.011 and toilet flushing mechanism (radio) upgrade kit 801.50.060 for retrofitting - produced in accordance with CE- and UKCA-Regulation (EU) 2017/745 on medical devices - fulfils the ÖNORM B1600/1601 and SIA 500 requirements Article no.: HEWI 801.50.217 | https://catalog.hewi.com/en/p/80150217 | https://catalog.hewi.com/storage/downloads/HEWI_801_50_217_en.pdf
801.50.218 | HEWI Mobile hinged support rail | Range 801 mobile hinged support rail - fitted with a black arm pad - two parallel rails running one above the other joined by a connecting bend - for holding on to and providing support - weight capacity 100 kg - with continuous, corrosion resistant steel core - can be folded upwards and, folded downwards with braking mechanism - for mobile use - for easy and flexible retrofitting on existing, preassembled mounting plate 950.50.016, must be ordered separately - toolless and quick installation by simple attachment of the mobile hinged support rail - secured by fixing screw to prevent unintentional removal - 700 mm projection, 252 mm high and 78 mm deep, 33 mm rail diameter - arm pad made of PUR integral foam, length 295 mm - made of high-quality polyamide according to HEWI colour chart - toilet paper holder upgrade kit 801.50.011 and toilet flushing mechanism (radio) upgrade kit 801.50.060 for retrofitting - produced in accordance with CE- and UKCA-Regulation (EU) 2017/745 on medical devices - fulfils the ÖNORM B1600/1601 and SIA 500 requirements Article no.: HEWI 801.50.218 | https://catalog.hewi.com/en/p/80150218 | https://catalog.hewi.com/storage/downloads/HEWI_801_50_218_en.pdf
801.50.220 | HEWI Hinged support rail | Range 801 Hinged support rail - two parallel rails running one above the other joined by a connecting bend - for holding on to and providing support - weight capacity 100 kg - with continuous, corrosion resistant steel core and wall plate made of polyamide with integrated steel core - can be folded upwards and, folded downwards with braking mechanism - for wall mounting with wall-specific HEWI fixing material (must be ordered separately) - sealing tape for sealing the fixing points is included in the scope of supply - concealed fixing - 850 mm projection, 259 mm high and 78 mm deep, 33 mm rail diameter - made of high-quality polyamide according to HEWI colour chart - toilet roll holder 801.50.011, WC flushing mechanism (radio-controlled) 801.50.060 and floor supports 950.50.021XA and 950.50.023XA for retrofitting - produced in accordance with CE- and UKCA-Regulation (EU) 2017/745 on medical devices - fulfils the DIN 18040, ÖNORM B1600/1601 and SIA 500 requirements Article no.: HEWI 801.50.220 | https://catalog.hewi.com/en/p/80150220 | https://catalog.hewi.com/storage/downloads/HEWI_801_50_220_en.pdf
801.50.2200 | HEWI Hinged support rail | Series 801 ICONIC Hinged support rail - three-colour hinged support rail - Made of high gloss polyamide - Cantilever: 99 (pure white), Wall plate: 55 (aqua blue), Support: 36 (coral) - Two parallel rails, arranged on top of each other, joined by a connecting bend - For holding on to and for support - Weight capacity up to 100 kg - With continuous, corrosion resistant steel core and wall plate made of polyamide with integrated steel core - Can be folded upwards and folded downwards with braked movement - for wall mounting with wall-specific HEWI fixing material (must be ordered separately) - sealing tape for sealing the fixing points is included in the scope of supply - Concealed mounting - Projection 850 mm, Height 259 mm and width 78 mm, Rail 33 mm in diameter - Toilet roll holder 801.50.011, - Toilet flushing mechanism (radio) 801.50.060 and floor supports 950.50.021XA and 950.50.023XA retrofittable - Produced in accordance with Regulation (EU) 2017/745 on medical devices - Fulfils the DIN 18040 requirements, ÖNORM B1600/1601 and SIA 500 Article no.: HEWI 801.50.2200 | https://catalog.hewi.com/en/p/801502200 | https://catalog.hewi.com/storage/downloads/HEWI_801_50_2200_en.pdf
801.50.221 | HEWI Hinged support rail | Range 801 Hinged support rail - fitted with a black arm pad - two parallel rails running one above the other joined by a connecting bend - for holding on to and providing support - weight capacity 100 kg - with continuous, corrosion resistant steel core and wall plate made of polyamide with integrated steel core - can be folded upwards and, folded downwards with braking mechanism - for wall mounting with wall-specific HEWI fixing material (must be ordered separately) - sealing tape for sealing the fixing points is included in the scope of supply - concealed fixing - 850 mm projection, 259 mm high and 78 mm deep, 33 mm rail diameter - arm pad made of PUR integral foam, length 295 mm - made of high-quality polyamide according to HEWI colour chart - toilet roll holder 801.50.011, WC flushing mechanism (radio-controlled) 801.50.060 and floor supports 950.50.021XA and 950.50.023XA for retrofitting - produced in accordance with CE- and UKCA-Regulation (EU) 2017/745 on medical devices - fulfils the DIN 18040, ÖNORM B1600/1601 and SIA 500 requirements Article no.: HEWI 801.50.221 | https://catalog.hewi.com/en/p/80150221 | https://catalog.hewi.com/storage/downloads/HEWI_801_50_221_en.pdf
801.50.224S | HEWI Hinged support rail with floor support | Range 801 Hinged support rail - with floor support made to measure - two parallel rails running one above the other joined by a connecting bend - for holding on to and providing support - weight capacity 100 kg - with continuous, corrosion resistant steel core and wall plate made of polyamide with integrated steel core - can be folded upwards and, folded downwards with braking mechanism - for wall mounting with wall-specific HEWI fixing material (must be ordered separately) - sealing tape for sealing the fixing points is included in the scope of supply - concealed fixing - 850 mm projection, 259 mm high and 78 mm deep, 33 mm rail diameter - made of high-quality polyamide according to HEWI colour chart - toilet roll holder 801.50.011 and WC flushing mechanism (radio-controlled) 801.50.060 for retrofitting - produced in accordance with CE- and UKCA-Regulation (EU) 2017/745 on medical devices Article no.: HEWI 801.50.224S | https://catalog.hewi.com/en/p/80150224S | https://catalog.hewi.com/storage/downloads/HEWI_801_50_224S_en.pdf
801.50.225S | HEWI Mobile hinged support rail with floor support | Range 801 mobile hinged support rail - with floor support made to measure - two parallel rails running one above the other joined by a connecting bend - for holding on to and providing support - weight capacity 100 kg - with continuous, corrosion resistant steel core - can be folded upwards and, folded downwards with braking mechanism - for mobile use - for easy and flexible retrofitting on existing, preassembled mounting plate 950.50.016, must be ordered separately - toolless and quick installation by simple attachment of the mobile hinged support rail - secured by fixing screw to prevent unintentional removal - 850 mm projection, 252 mm high and 78 mm deep, 33 mm rail diameter - made of high-quality polyamide according to HEWI colour chart - toilet paper holder upgrade kit 801.50.011 and toilet flushing mechanism (radio) upgrade kit 801.50.060 for retrofitting - produced in accordance with CE- and UKCA-Regulation (EU) 2017/745 on medical devices Article no.: HEWI 801.50.225S | https://catalog.hewi.com/en/p/80150225S | https://catalog.hewi.com/storage/downloads/HEWI_801_50_225S_en.pdf
801.50.226 | HEWI Hinged support rail | Range 801 Hinged support rail - two parallel rails running one above the other joined by a connecting bend - for holding on to and providing support - weight capacity 100 kg - with continuous, corrosion resistant aluminium core and wall plate made of synthetic material with integrated steel core - can be folded upwards and, folded downwards with braking mechanism - for wall mounting with wall-specific HEWI fixing material (must be ordered separately) - sealing tape for sealing the fixing points is included in the scope of supply - concealed fixing - 850 mm projection, 259 mm high and 78 mm deep, 33 mm rail diameter - made of high-quality polyamide according to HEWI colour chart - toilet roll holder 801.50.011, WC flushing mechanism (radio-controlled) 801.50.060 and floor supports 950.50.021XA and 950.50.023XA for retrofitting - produced in accordance with CE- and UKCA-Regulation (EU) 2017/745 on medical devices - fulfils the DIN 18040 requirements Article no.: HEWI 801.50.226 | https://catalog.hewi.com/en/p/80150226 | https://catalog.hewi.com/storage/downloads/HEWI_801_50_226_en.pdf
801.50.227 | HEWI Mobile hinged support rail | Range 801 mobile hinged support rail - two parallel rails running one above the other joined by a connecting bend - for holding on to and providing support - weight capacity 100 kg - with continuous, corrosion resistant steel core - can be folded upwards and, folded downwards with braking mechanism - for mobile use - for easy and flexible retrofitting on existing, preassembled mounting plate 950.50.016, must be ordered separately - toolless and quick installation by simple attachment of the mobile hinged support rail - secured by fixing screw to prevent unintentional removal - 850 mm projection, 252 mm high and 78 mm deep, 33 mm rail diameter - made of high-quality polyamide according to HEWI colour chart - toilet paper holder upgrade kit 801.50.011 and toilet flushing mechanism (radio) upgrade kit 801.50.060 for retrofitting - produced in accordance with CE- and UKCA-Regulation (EU) 2017/745 on medical devices - fulfils the DIN 18040, ÖNORM B1600/1601 and SIA 500 requirements Article no.: HEWI 801.50.227 | https://catalog.hewi.com/en/p/80150227 | https://catalog.hewi.com/storage/downloads/HEWI_801_50_227_en.pdf
801.50.228 | HEWI Mobile hinged support rail | Range 801 mobile hinged support rail - fitted with a black arm pad - two parallel rails running one above the other joined by a connecting bend - for holding on to and providing support - weight capacity 100 kg - with continuous, corrosion resistant steel core - can be folded upwards and, folded downwards with braking mechanism - for mobile use - for easy and flexible retrofitting on existing, preassembled mounting plate 950.50.016, must be ordered separately - toolless and quick installation by simple attachment of the mobile hinged support rail - secured by fixing screw to prevent unintentional removal - 850 mm projection, 252 mm high and 78 mm deep, 33 mm rail diameter - arm pad made of PUR integral foam, length 295 mm - made of high-quality polyamide according to HEWI colour chart - toilet paper holder upgrade kit 801.50.011 and toilet flushing mechanism (radio) upgrade kit 801.50.060 for retrofitting - produced in accordance with CE- and UKCA-Regulation (EU) 2017/745 on medical devices - fulfils the DIN 18040, ÖNORM B1600/1601 and SIA 500 requirements Article no.: HEWI 801.50.228 | https://catalog.hewi.com/en/p/80150228 | https://catalog.hewi.com/storage/downloads/HEWI_801_50_228_en.pdf
801.50.230 | HEWI Hinged support rail | Range 801 Hinged support rail - two parallel rails running one above the other joined by a connecting bend - for holding on to and providing support - weight capacity 100 kg - with continuous, corrosion resistant steel core and wall plate made of polyamide with integrated steel core - can be folded upwards and, folded downwards with braking mechanism - for wall mounting with wall-specific HEWI fixing material (must be ordered separately) - sealing tape for sealing the fixing points is included in the scope of supply - concealed fixing - 900 mm projection, 259 mm high and 78 mm wide, 33 mm rail diameter - made of high-quality polyamide according to HEWI colour chart - toilet roll holder 801.50.011, WC flushing mechanism (radio-controlled) 801.50.060 and floor supports 950.50.021XA and 950.50.023XA for retrofitting - produced in accordance with CE- and UKCA-Regulation (EU) 2017/745 on medical devices - fulfils the ÖNORM B1600/1601 requirements Article no.: HEWI 801.50.230 | https://catalog.hewi.com/en/p/80150230 | https://catalog.hewi.com/storage/downloads/HEWI_801_50_230_en.pdf
801.50.231 | HEWI Hinged support rail | Range 801 Hinged support rail - fitted with a black arm pad - two parallel rails running one above the other joined by a connecting bend - for holding on to and providing support - weight capacity 100 kg - with continuous, corrosion resistant steel core and wall plate made of polyamide with integrated steel core - can be folded upwards and, folded downwards with braking mechanism - for wall mounting with wall-specific HEWI fixing material (must be ordered separately) - sealing tape for sealing the fixing points is included in the scope of supply - concealed fixing - 900 mm projection, 259 mm high and 78 mm wide, 33 mm rail diameter - arm pad made of PUR integral foam, length 295 mm - made of high-quality polyamide according to HEWI colour chart - toilet roll holder 801.50.011, WC flushing mechanism (radio-controlled) 801.50.060 and floor supports 950.50.021XA and 950.50.023XA for retrofitting - produced in accordance with CE- and UKCA-Regulation (EU) 2017/745 on medical devices - fulfils the ÖNORM B1600/1601 requirements Article no.: HEWI 801.50.231 | https://catalog.hewi.com/en/p/80150231 | https://catalog.hewi.com/storage/downloads/HEWI_801_50_231_en.pdf
801.50.234S | HEWI Hinged support rail with floor support | Range 801 Hinged support rail - with floor support made to measure - two parallel rails running one above the other joined by a connecting bend - for holding on to and providing support - weight capacity 100 kg - with continuous, corrosion resistant steel core and wall plate made of polyamide with integrated steel core - can be folded upwards and folded downwards with braked movement - for wall mounting with wall-specific HEWI fixing material (must be ordered separately) - sealing tape for sealing the fixing points is included in the scope of supply - concealed fixing - 900 mm projection, 259 mm high and 78 mm wide, 33 mm rail diameter - made of high-quality polyamide according to HEWI colour chart - toilet roll holder 801.50.011 and WC flushing mechanism (radio-controlled) 801.50.060 for retrofitting - produced in accordance with CE- and UKCA-Regulation (EU) 2017/745 on medical devices - fulfils the ÖNORM B1600/1601 requirements Article no.: HEWI 801.50.234S | https://catalog.hewi.com/en/p/80150234S | https://catalog.hewi.com/storage/downloads/HEWI_801_50_234S_en.pdf
801.50.235S | HEWI Mobile hinged support rail with floor support | Range 801 mobile hinged support rail - with floor support made to measure - two parallel rails running one above the other joined by a connecting bend - for holding on to and providing support - weight capacity 100 kg - with continuous, corrosion resistant steel core - can be folded upwards and folded downwards with braked movement - for mobile use - for easy and flexible retrofitting on existing, preassembled mounting plate 950.50.016, must be ordered separately - toolless and quick installation by simple attachment of the mobile hinged support rail - secured by fixing screw to prevent unintentional removal - 900 mm projection, 252 mm high and 78 mm wide, 33 mm rail diameter - made of high-quality polyamide according to HEWI colour chart - toilet paper holder upgrade kit 801.50.011 and toilet flushing mechanism (radio) upgrade kit 801.50.060 for retrofitting - produced in accordance with CE- and UKCA-Regulation (EU) 2017/745 on medical devices - fulfils the ÖNORM B1600/1601 requirements Article no.: HEWI 801.50.235S | https://catalog.hewi.com/en/p/80150235S | https://catalog.hewi.com/storage/downloads/HEWI_801_50_235S_en.pdf
801.50.236 | HEWI Hinged support rail | Range 801 Hinged support rail - two parallel rails running one above the other joined by a connecting bend - for holding on to and providing support - weight capacity 100 kg - with continuous, corrosion resistant aluminium core and wall plate made of synthetic material with integrated steel core - can be folded upwards and, folded downwards with braking mechanism - for wall mounting with wall-specific HEWI fixing material (must be ordered separately) - sealing tape for sealing the fixing points is included in the scope of supply - concealed fixing - 900 mm projection, 259 mm high and 78 mm wide, 33 mm rail diameter - made of high-quality polyamide by HEWI colour table - toilet roll holder 801.50.011, WC flushing mechanism (radio-controlled) 801.50.060 and floor supports 950.50.021XA and 950.50.023XA for retrofitting - produced in accordance with CE- and UKCA-Regulation (EU) 2017/745 on medical devices - fulfils the ÖNORM B1600/1601 requirements Article no.: HEWI 801.50.236 | https://catalog.hewi.com/en/p/80150236 | https://catalog.hewi.com/storage/downloads/HEWI_801_50_236_en.pdf
801.50.237 | HEWI Mobile hinged support rail | Range 801 mobile hinged support rail - two parallel rails running one above the other joined by a connecting bend - for holding on to and providing support - weight capacity 100 kg - with continuous, corrosion resistant steel core - can be folded upwards and, folded downwards with braking mechanism - for mobile use - for easy and flexible retrofitting on existing, preassembled mounting plate 950.50.016, must be ordered separately - toolless and quick installation by simple attachment of the mobile hinged support rail - secured by fixing screw to prevent unintentional removal - 900 mm projection, 252 mm high and 78 mm wide, 33 mm rail diameter - made of high-quality polyamide by HEWI colour table - toilet paper holder upgrade kit 801.50.011 and toilet flushing mechanism (radio) upgrade kit 801.50.060 for retrofitting - produced in accordance with CE- and UKCA-Regulation (EU) 2017/745 on medical devices - fulfils the ÖNORM B1600/1601 requirements Article no.: HEWI 801.50.237 | https://catalog.hewi.com/en/p/80150237 | https://catalog.hewi.com/storage/downloads/HEWI_801_50_237_en.pdf
801.50.238 | HEWI Mobile hinged support rail | Range 801 mobile hinged support rail - fitted with a black arm pad - two parallel rails running one above the other joined by a connecting bend - for holding on to and providing support - weight capacity 100 kg - with continuous, corrosion resistant steel core - can be folded upwards and, folded downwards with braking mechanism - for mobile use - for easy and flexible retrofitting on existing, preassembled mounting plate 950.50.016, must be ordered separately - toolless and quick installation by simple attachment of the mobile hinged support rail - secured by fixing screw to prevent unintentional removal - 900 mm projection, 252 mm high and 78 mm wide, 33 mm rail diameter - arm pad made of PUR integral foam, length 295 mm - made of high-quality polyamide by HEWI colour table - toilet paper holder upgrade kit 801.50.011 and toilet flushing mechanism (radio) upgrade kit 801.50.060 for retrofitting - produced in accordance with CE- and UKCA-Regulation (EU) 2017/745 on medical devices - fulfils the ÖNORM B1600/1601 requirements Article no.: HEWI 801.50.238 | https://catalog.hewi.com/en/p/80150238 | https://catalog.hewi.com/storage/downloads/HEWI_801_50_238_en.pdf
801.50.240 | HEWI Hinged support rail | Range 801 Hinged support rail - two parallel rails running one above the other joined by a connecting bend - for holding on to and providing support - weight capacity 100 kg - with continuous, corrosion resistant steel core and wall plate made of polyamide with integrated steel core - can be folded upwards and, folded downwards with braking mechanism - for wall mounting with wall-specific HEWI fixing material (must be ordered separately) - sealing tape for sealing the fixing points is included in the scope of supply - concealed fixing - 750 mm projection, 259 mm high and 78 mm wide, 33 mm rail diameter - made of high-quality polyamide by HEWI colour table - toilet roll holder 801.50.011, WC flushing mechanism (radio-controlled) 801.50.060 and floor supports 950.50.021XA and 950.50.023XA for retrofitting - produced in accordance with CE- and UKCA-Regulation (EU) 2017/745 on medical devices - fulfils the requirements applicable in Belgium (CWATUPE, WVG Vlaanderen) in respect of the projection of the hinged support rail on the toilet Article no.: HEWI 801.50.240 | https://catalog.hewi.com/en/p/80150240 | https://catalog.hewi.com/storage/downloads/HEWI_801_50_240_en.pdf
801.50.241 | HEWI Hinged support rail | Range 801 Hinged support rail - fitted with a black arm pad - two parallel rails running one above the other joined by a connecting bend - for holding on to and providing support - weight capacity 100 kg - with continuous, corrosion resistant steel core and wall plate made of polyamide with integrated steel core - can be folded upwards and, folded downwards with braking mechanism - for wall mounting with wall-specific HEWI fixing material (must be ordered separately) - sealing tape for sealing the fixing points is included in the scope of supply - concealed fixing - 750 mm projection, 259 mm high and 78 mm deep, 33 mm rail diameter - arm pad made of PUR integral foam, length 295 mm - made of high-quality polyamide by HEWI colour table - toilet roll holder 801.50.011, WC flushing mechanism (radio-controlled) 801.50.060 and floor supports 950.50.021XA and 950.50.023XA for retrofitting - produced in accordance with CE- and UKCA-Regulation (EU) 2017/745 on medical devices - fulfils the requirements applicable in Belgium (CWATUPE, WVG Vlaanderen) in respect of the projection of the hinged support rail on the toilet Article no.: HEWI 801.50.241 | https://catalog.hewi.com/en/p/80150241 | https://catalog.hewi.com/storage/downloads/HEWI_801_50_241_en.pdf
801.50.244S | HEWI Hinged support rail with floor support | Range 801 Hinged support rail - with floor support made to measure - two parallel rails running one above the other joined by a connecting bend - for holding on to and providing support - weight capacity 100 kg - with continuous, corrosion resistant steel core and wall plate made of polyamide with integrated steel core - can be folded upwards and, folded downwards with braking mechanism - for wall mounting with wall-specific HEWI fixing material (must be ordered separately) - sealing tape for sealing the fixing points is included in the scope of supply - concealed fixing - 750 mm projection, 259 mm high and 78 mm wide, 33 mm rail diameter - made of high-quality polyamide by HEWI colour table - toilet roll holder 801.50.011 and WC flushing mechanism (radio-controlled) 801.50.060 for retrofitting - produced in accordance with CE- and UKCA-Regulation (EU) 2017/745 on medical devices - fulfils the requirements applicable in Belgium (CWATUPE, WVG Vlaanderen) in respect of the projection of the hinged support rail on the toilet Article no.: HEWI 801.50.244S | https://catalog.hewi.com/en/p/80150244S | https://catalog.hewi.com/storage/downloads/HEWI_801_50_244S_en.pdf
801.50.245S | HEWI Mobile hinged support rail with floor support | Range 801 mobile hinged support rail - with floor support made to measure - two parallel rails running one above the other joined by a connecting bend - for holding on to and providing support - weight capacity 100 kg - with continuous, corrosion resistant steel core - can be folded upwards and, folded downwards with braking mechanism - for mobile use - for easy and flexible retrofitting on existing, preassembled mounting plate 950.50.016, must be ordered separately - toolless and quick installation by simple attachment of the mobile hinged support rail - secured by fixing screw to prevent unintentional removal - 750 mm projection, 252 mm high and 78 mm wide, 33 mm rail diameter - made of high-quality polyamide by HEWI colour table - toilet paper holder upgrade kit 801.50.011 and toilet flushing mechanism (radio) upgrade kit 801.50.060 for retrofitting - produced in accordance with CE- and UKCA-Regulation (EU) 2017/745 on medical devices - fulfils the requirements applicable in Belgium (CWATUPE, WVG Vlaanderen) in respect of the projection of the hinged support rail on the toilet Article no.: HEWI 801.50.245S | https://catalog.hewi.com/en/p/80150245S | https://catalog.hewi.com/storage/downloads/HEWI_801_50_245S_en.pdf
801.50.246 | HEWI Hinged support rail | Range 801 Hinged support rail - two parallel rails running one above the other joined by a connecting bend - for holding on to and providing support - weight capacity 100 kg - with continuous, corrosion resistant aluminium core and wall plate made of synthetic material with integrated steel core - can be folded upwards and, folded downwards with braking mechanism - for wall mounting with wall-specific HEWI fixing material (must be ordered separately) - sealing tape for sealing the fixing points is included in the scope of supply - concealed fixing - 750 mm projection, 259 mm high and 78 mm wide, 33 mm rail diameter - made of high-quality polyamide by HEWI colour table - toilet roll holder 801.50.011, WC flushing mechanism (radio-controlled) 801.50.060 and floor supports 950.50.021XA and 950.50.023XA for retrofitting - produced in accordance with CE- and UKCA-Regulation (EU) 2017/745 on medical devices - fulfils the requirements applicable in Belgium (CWATUPE, WVG Vlaanderen) in respect of the projection of the hinged support rail on the toilet Article no.: HEWI 801.50.246 | https://catalog.hewi.com/en/p/80150246 | https://catalog.hewi.com/storage/downloads/HEWI_801_50_246_en.pdf
801.50.247 | HEWI Mobile hinged support rail | Range 801 mobile hinged support rail - two parallel rails running one above the other joined by a connecting bend - for holding on to and providing support - weight capacity 100 kg - with continuous, corrosion resistant steel core - can be folded upwards and, folded downwards with braking mechanism - for mobile use - for easy and flexible retrofitting on existing, preassembled mounting plate 950.50.016, must be ordered separately - toolless and quick installation by simple attachment of the mobile hinged support rail - secured by fixing screw to prevent unintentional removal - 750 mm projection, 252 mm high and 78 mm wide, 33 mm rail diameter - made of high-quality polyamide by HEWI colour table - toilet paper holder upgrade kit 801.50.011 and toilet flushing mechanism (radio) upgrade kit 801.50.060 for retrofitting - produced in accordance with CE- and UKCA-Regulation (EU) 2017/745 on medical devices - fulfils the requirements applicable in Belgium (CWATUPE, WVG Vlaanderen) in respect of the projection of the hinged support rail on the toilet Article no.: HEWI 801.50.247 | https://catalog.hewi.com/en/p/80150247 | https://catalog.hewi.com/storage/downloads/HEWI_801_50_247_en.pdf
801.50.248 | HEWI Mobile hinged support rail | Range 801 mobile hinged support rail - fitted with a black arm pad - two parallel rails running one above the other joined by a connecting bend - for holding on to and providing support - weight capacity 100 kg - with continuous, corrosion resistant steel core - can be folded upwards and, folded downwards with braking mechanism - for mobile use - for easy and flexible retrofitting on existing, preassembled mounting plate 950.50.016, must be ordered separately - toolless and quick installation by simple attachment of the mobile hinged support rail - secured by fixing screw to prevent unintentional removal - 750 mm projection, 252 mm high and 78 mm wide, 33 mm rail diameter - arm pad made of PUR integral foam, length 295 mm - made of high-quality polyamide by HEWI colour table - toilet paper holder upgrade kit 801.50.011 and toilet flushing mechanism (radio) upgrade kit 801.50.060 for retrofitting - produced in accordance with CE- and UKCA-Regulation (EU) 2017/745 on medical devices - fulfils the requirements applicable in Belgium (CWATUPE, WVG Vlaanderen) in respect of the projection of the hinged support rail on the toilet Article no.: HEWI 801.50.248 | https://catalog.hewi.com/en/p/80150248 | https://catalog.hewi.com/storage/downloads/HEWI_801_50_248_en.pdf
801.50.300 | HEWI Stationary support rail | Range 801 Stationary support - two parallel rails running one above the other joined by a connecting bend - for holding on to and providing support - weight capacity 100 kg - with continuous, corrosion resistant steel core and wall plate made of polyamide with integrated steel core - for wall mounting with wall-specific HEWI fixing material - sealing tape for sealing the fixing points is included in the scope of supply - concealed fixing - 600 mm projection, 259 mm high and 78 mm deep, 33 mm rail diameter - made of high-quality polyamide according to HEWI colour chart - toilet roll holder 801.50.011, WC flushing mechanism (radio-controlled) 801.50.060 and floor supports 950.50.021XA and 950.50.023XA for retrofitting - produced in accordance with CE- and UKCA-Regulation (EU) 2017/745 on medical devices Article no.: HEWI 801.50.300 | https://catalog.hewi.com/en/p/80150300 | https://catalog.hewi.com/storage/downloads/HEWI_801_50_300_en.pdf
801.50.3000 | HEWI Stationary support rail | Series 801 ICONIC Wall support rail - two-coloured wall support rail - Made of high gloss polyamide - Cantilever: 99 (pure white), Wall plate: 55 (aqua blue) - Two parallel rails, arranged on top of each other, joined by a connecting bend - For holding on to and for support - Weight capacity up to 100 kg - With continuous, corrosion resistant steel core and wall plate made of polyamide with integrated steel core - for wall mounting with wall-specific HEWI fixing material - sealing tape for sealing the fixing points is included in the scope of supply - Concealed mounting - Projection 600 mm, Height 259 mm and width 78 mm, Rail 33 mm in diameter - Toilet roll holder 801.50.011, - Toilet flushing mechanism (radio) 801.50.060 and floor supports 950.50.021XA and 950.50.023XA retrofittable - Produced in accordance with Regulation (EU) 2017/745 on medical devices Article no.: HEWI 801.50.3000 | https://catalog.hewi.com/en/p/801503000 | https://catalog.hewi.com/storage/downloads/HEWI_801_50_3000_en.pdf
801.50.3001 | HEWI Stationary support rail | Series 801 ICONIC Wall support rail - Two-coloured wall support handle - Made of high gloss polyamide - Cantilever: 74 (apple green), Wall plate: 72 (may green) - Two parallel rails, arranged on top of each other, joined by a connecting bend - For holding on to and for support - Weight capacity up to 100 kg - With continuous, corrosion resistant steel core and wall plate made of polyamide with integrated steel core - for wall mounting with wall-specific HEWI fixing material - sealing tape for sealing the fixing points is included in the scope of supply - Concealed mounting - Projection 600 mm, Height 259 mm and width 78 mm, Rail 33 mm in diameter - Toilet roll holder 801.50.011, - Toilet flushing mechanism (radio) 801.50.060 and floor supports 950.50.021XA and 950.50.023XA retrofittable - Produced in accordance with Regulation (EU) 2017/745 on medical devices Article no.: HEWI 801.50.3001 | https://catalog.hewi.com/en/p/801503001 | https://catalog.hewi.com/storage/downloads/HEWI_801_50_3001_en.pdf
801.50.3002 | HEWI Stationary support rail | Series 801 ICONIC Wall support rail - Two-coloured wall support handle - Made of high gloss polyamide - Cantilever: 74 (apple green), Wall plate: 36 (coral) - Two parallel rails, arranged on top of each other, joined by a connecting bend - For holding on to and for support - Weight capacity up to 100 kg - With continuous, corrosion resistant steel core and wall plate made of polyamide with integrated steel core - for wall mounting with wall-specific HEWI fixing material - sealing tape for sealing the fixing points is included in the scope of supply - Concealed mounting - Projection 600 mm, Height 259 mm and width 78 mm, Rail 33 mm in diameter - Toilet roll holder 801.50.011, - Toilet flushing mechanism (radio) 801.50.060 and floor supports 950.50.021XA and 950.50.023XA retrofittable - Produced in accordance with Regulation (EU) 2017/745 on medical devices Article no.: HEWI 801.50.3002 | https://catalog.hewi.com/en/p/801503002 | https://catalog.hewi.com/storage/downloads/HEWI_801_50_3002_en.pdf
801.50.3003 | HEWI Stationary support rail | Series 801 ICONIC Wall support rail - Two-coloured wall support rail - Made of high gloss polyamide - Cantilever: 55 (aqua blue), Wall plate: 50 (steel blue) - Two parallel rails, arranged on top of each other, joined by a connecting bend - For holding on to and for support - Weight capacity up to 100 kg - With continuous, corrosion resistant steel core and wall plate made of polyamide with integrated steel core - for wall mounting with wall-specific HEWI fixing material - sealing tape for sealing the fixing points is included in the scope of supply - Concealed mounting - Projection 600 mm, Height 259 mm and width 78 mm, Rail 33 mm in diameter - Toilet roll holder 801.50.011, - Toilet flushing mechanism (radio) 801.50.060 and floor supports 950.50.021XA and 950.50.023XA retrofittable - Produced in accordance with Regulation (EU) 2017/745 on medical devices Article no.: HEWI 801.50.3003 | https://catalog.hewi.com/en/p/801503003 | https://catalog.hewi.com/storage/downloads/HEWI_801_50_3003_en.pdf
801.50.3004 | HEWI Stationary support rail | Series 801 ICONIC Wall support rail - Two-coloured wall support rail - Made of high gloss polyamide - Cantilever: 55 (aqua blue), Wall plate: 74 (apple green) - Two parallel rails, arranged on top of each other, joined by a connecting bend - For holding on to and for support - Weight capacity up to 100 kg - With continuous, corrosion resistant steel core and wall plate made of polyamide with integrated steel core - for wall mounting with wall-specific HEWI fixing material - sealing tape for sealing the fixing points is included in the scope of supply - Concealed mounting - Projection 600 mm, Height 259 mm and width 78 mm, Rail 33 mm in diameter - Toilet roll holder 801.50.011, - Toilet flushing mechanism (radio) 801.50.060 and floor supports 950.50.021XA and 950.50.023XA retrofittable - Produced in accordance with Regulation (EU) 2017/745 on medical devices Article no.: HEWI 801.50.3004 | https://catalog.hewi.com/en/p/801503004 | https://catalog.hewi.com/storage/downloads/HEWI_801_50_3004_en.pdf
801.50.301 | HEWI Stationary support rail | Range 801 Stationary support - fitted with a black arm pad - two parallel rails running one above the other joined by a connecting bend - for holding on to and providing support - weight capacity 100 kg - with continuous, corrosion resistant steel core and wall plate made of polyamide with integrated steel core - for wall mounting with wall-specific HEWI fixing material - sealing tape for sealing the fixing points is included in the scope of supply - concealed fixing - 600 mm projection, 259 mm high and 78 mm deep, 33 mm rail diameter - arm pad made of PUR integral foam, length 295 mm - made of high-quality polyamide according to HEWI colour chart - toilet roll holder 801.50.011, WC flushing mechanism (radio-controlled) 801.50.060 and floor supports 950.50.021XA and 950.50.023XA for retrofitting - produced in accordance with CE- and UKCA-Regulation (EU) 2017/745 on medical devices Article no.: HEWI 801.50.301 | https://catalog.hewi.com/en/p/80150301 | https://catalog.hewi.com/storage/downloads/HEWI_801_50_301_en.pdf
801.50.310 | HEWI Stationary support rail | Range 801 Stationary support - two parallel rails running one above the other joined by a connecting bend - for holding on to and providing support - weight capacity 100 kg - with continuous, corrosion resistant steel core and wall plate made of polyamide with integrated steel core - for wall mounting with wall-specific HEWI fixing material - sealing tape for sealing the fixing points is included in the scope of supply - concealed fixing - 700 mm projection, 259 mm high and 78 mm deep, 33 mm rail diameter - made of high-quality polyamide according to HEWI colour chart - toilet roll holder 801.50.011, WC flushing mechanism (radio-controlled) 801.50.060 and floor supports 950.50.021XA and 950.50.023XA for retrofitting - produced in accordance with CE- and UKCA-Regulation (EU) 2017/745 on medical devices Article no.: HEWI 801.50.310 | https://catalog.hewi.com/en/p/80150310 | https://catalog.hewi.com/storage/downloads/HEWI_801_50_310_en.pdf
801.50.311 | HEWI Stationary support rail | Range 801 Stationary support - fitted with a black arm pad - two parallel rails running one above the other joined by a connecting bend - for holding on to and providing support - weight capacity 100 kg - with continuous, corrosion resistant steel core and wall plate made of polyamide with integrated steel core - for wall mounting with wall-specific HEWI fixing material - sealing tape for sealing the fixing points is included in the scope of supply - concealed fixing - 700 mm projection, 259 mm high and 78 mm deep, 33 mm rail diameter - arm pad made of PUR integral foam, length 295 mm - made of high-quality polyamide according to HEWI colour chart - toilet roll holder 801.50.011, WC flushing mechanism (radio-controlled) 801.50.060 and floor supports 950.50.021XA and 950.50.023XA for retrofitting - produced in accordance with CE- and UKCA-Regulation (EU) 2017/745 on medical devices Article no.: HEWI 801.50.311 | https://catalog.hewi.com/en/p/80150311 | https://catalog.hewi.com/storage/downloads/HEWI_801_50_311_en.pdf
801.50.320 | HEWI Stationary support rail | Range 801 Stationary support - two parallel rails running one above the other joined by a connecting bend - for holding on to and providing support - weight capacity 100 kg - with continuous, corrosion resistant steel core and wall plate made of polyamide with integrated steel core - for wall mounting with wall-specific HEWI fixing material - sealing tape for sealing the fixing points is included in the scope of supply - concealed fixing - 850 mm projection, 259 mm high and 78 mm deep, 33 mm rail diameter - made of high-quality polyamide according to HEWI colour chart - toilet roll holder 801.50.011, WC flushing mechanism (radio-controlled) 801.50.060 and floor supports 950.50.021XA and 950.50.023XA for retrofitting - produced in accordance with CE- and UKCA-Regulation (EU) 2017/745 on medical devices Article no.: HEWI 801.50.320 | https://catalog.hewi.com/en/p/80150320 | https://catalog.hewi.com/storage/downloads/HEWI_801_50_320_en.pdf
801.50.321 | HEWI Stationary support rail | Range 801 Stationary support - fitted with a black arm pad - two parallel rails running one above the other joined by a connecting bend - for holding on to and providing support - weight capacity 100 kg - with continuous, corrosion resistant steel core and wall plate made of polyamide with integrated steel core - for wall mounting with wall-specific HEWI fixing material - sealing tape for sealing the fixing points is included in the scope of supply - concealed fixing - 850 mm projection, 259 mm high and 78 mm deep, 33 mm rail diameter - arm pad made of PUR integral foam, length 295 mm - made of high-quality polyamide according to HEWI colour chart - toilet roll holder 801.50.011, WC flushing mechanism (radio-controlled) 801.50.060 and floor supports 950.50.021XA and 950.50.023XA for retrofitting - produced in accordance with CE- and UKCA-Regulation (EU) 2017/745 on medical devices Article no.: HEWI 801.50.321 | https://catalog.hewi.com/en/p/80150321 | https://catalog.hewi.com/storage/downloads/HEWI_801_50_321_en.pdf
801.50.340 | HEWI Stationary support rail | Range 801 Stationary support - two parallel rails running one above the other joined by a connecting bend - for holding on to and providing support - weight capacity 100 kg - with continuous, corrosion resistant steel core and wall plate made of polyamide with integrated steel core - for wall mounting with wall-specific HEWI fixing material - sealing tape for sealing the fixing points is included in the scope of supply - concealed fixing - 750 mm projection, 259 mm high and 78 mm wide, 33 mm rail diameter - made of high-quality polyamide by HEWI colour table - toilet roll holder 801.50.011, WC flushing mechanism (radio-controlled) 801.50.060 and floor supports 950.50.021XA and 950.50.023XA for retrofitting - produced in accordance with CE- and UKCA-Regulation (EU) 2017/745 on medical devices - fulfils the requirements applicable in Belgium (CWATUPE, WVG Vlaanderen) in respect of the projection of the hinged support rail on the toilet Article no.: HEWI 801.50.340 | https://catalog.hewi.com/en/p/80150340 | https://catalog.hewi.com/storage/downloads/HEWI_801_50_340_en.pdf
801.50.341 | HEWI Stationary support rail | Range 801 Stationary support - fitted with a black arm pad - two parallel rails running one above the other joined by a connecting bend - for holding on to and providing support - weight capacity 100 kg - with continuous, corrosion resistant steel core and wall plate made of polyamide with integrated steel core - for wall mounting with wall-specific HEWI fixing material - sealing tape for sealing the fixing points is included in the scope of supply - concealed fixing - 750 mm projection, 259 mm high and 78 mm deep, 33 mm rail diameter - arm pad made of PUR integral foam, length 295 mm - made of high-quality polyamide by HEWI colour table - toilet roll holder 801.50.011, WC flushing mechanism (radio-controlled) 801.50.060 and floor supports 950.50.021XA and 950.50.023XA for retrofitting - produced in accordance with CE- and UKCA-Regulation (EU) 2017/745 on medical devices - fulfils the requirements applicable in Belgium (CWATUPE, WVG Vlaanderen) in respect of the projection of the hinged support rail on the toilet Article no.: HEWI 801.50.341 | https://catalog.hewi.com/en/p/80150341 | https://catalog.hewi.com/storage/downloads/HEWI_801_50_341_en.pdf
801.50.500 | HEWI Hinged support rail, rotatable | Range 801 Hinged support rail (rotatable) - with integrated flushing mechanism/function buttons, model E - two parallel rails running one above the other joined by a connecting bend - for holding on to and providing support - weight capacity 100 kg - with continuous, corrosion resistant steel core and wall plate made of polyamide with integrated steel core - can be folded upwards and, folded downwards with braking mechanism, in raised position can be turned to left or right towards the wall - silver-metallic button with blue ring for releasing the flushing mechanism, silver-metallic button with yellow ring for triggering a freely definable function (The function button does not meet the requirements for an emergency call according to DIN VDE 0834-1) - spiral cable with bare wire ends for wall connection - including white cover for flush-mounted box - control voltage max. 30 V = SELV, PELV, switching current up to max. 2 A - suitable for all standard concealed cisterns with electrical control - for wall mounting with wall-specific HEWI fixing material (must be ordered separately) - sealing tape for sealing the fixing points is included in the scope of supply - concealed fixing - 700 mm projection, 259 mm high and 78 mm deep, 33 mm rail diameter - made of high-quality polyamide according to HEWI colour chart - toilet roll holder 801.50.011 and floor supports 950.50.021XA and 950.50.023XA for retrofitting - produced in accordance with CE- and UKCA-Regulation (EU) 2017/745 on medical devices - fulfils the ÖNORM B1600/1601 and SIA 500 requirements Article no.: HEWI 801.50.500 | https://catalog.hewi.com/en/p/80150500 | https://catalog.hewi.com/storage/downloads/HEWI_801_50_500_en.pdf
801.50.501 | HEWI Hinged support rail, with flush release and function button | Range 801 Hinged support rail (rotatable) - with integrated flushing mechanism/function buttons, model E and armpad - two parallel rails running one above the other joined by a connecting bend - for holding on to and providing support - weight capacity 100 kg - with continuous, corrosion resistant steel core and wall plate made of polyamide with integrated steel core - can be folded upwards and, folded downwards with braking mechanism, in raised position can be turned to left or right towards the wall - silver-metallic button with blue ring for releasing the flushing mechanism, silver-metallic button with yellow ring for triggering a freely definable function (The function button does not meet the requirements for an emergency call according to DIN VDE 0834-1) - spiral cable with bare wire ends for wall connection - including white cover for flush-mounted box - control voltage max. 30 V = SELV, PELV, switching current up to max. 2 A - suitable for all standard concealed cisterns with electrical control - for wall mounting with wall-specific HEWI fixing material (must be ordered separately) - sealing tape for sealing the fixing points is included in the scope of supply - concealed fixing - 700 mm projection, 259 mm high and 78 mm deep, 33 mm rail diameter - arm pad made of PUR integral foam, length 295 mm - made of high-quality polyamide according to HEWI colour chart - toilet roll holder 801.50.011 and floor supports 950.50.021XA and 950.50.023XA for retrofitting - produced in accordance with CE- and UKCA-Regulation (EU) 2017/745 on medical devices - fulfils the ÖNORM B1600/1601 and SIA 500 requirements Article no.: HEWI 801.50.501 | https://catalog.hewi.com/en/p/80150501 | https://catalog.hewi.com/storage/downloads/HEWI_801_50_501_en.pdf
801.50.505 | HEWI Hinged support rail, rotatable | Range 801 Hinged support rail (rotatable) - with integrated flushing mechanism/function buttons, model E - two parallel rails running one above the other joined by a connecting bend - for holding on to and providing support - weight capacity 100 kg - with continuous, corrosion resistant steel core and wall plate made of polyamide with integrated steel core - can be folded upwards and, folded downwards with braking mechanism, in raised position can be turned to left or right towards the wall - silver-metallic button with blue ring for releasing the flushing mechanism, silver-metallic button with red ring for triggering a freely definable function (The function button does not meet the requirements for an emergency call according to DIN VDE 0834-1) - spiral cable with bare wire ends for wall connection - including white cover for flush-mounted box - control voltage max. 30 V = SELV, PELV, switching current up to max. 2 A - suitable for all standard concealed cisterns with electrical control - for wall mounting with wall-specific HEWI fixing material (must be ordered separately) - sealing tape for sealing the fixing points is included in the scope of supply - concealed fixing - 700 mm projection, 259 mm high and 78 mm deep, 33 mm rail diameter - made of high-quality polyamide according to HEWI colour chart - toilet roll holder 801.50.011 and floor supports 950.50.021XA and 950.50.023XA for retrofitting - produced in accordance with CE- and UKCA-Regulation (EU) 2017/745 on medical devices - fulfils the ÖNORM B1600/1601 and SIA 500 requirements Article no.: HEWI 801.50.505 | https://catalog.hewi.com/en/p/80150505 | https://catalog.hewi.com/storage/downloads/HEWI_801_50_505_en.pdf
801.50.510 | HEWI Hinged support rail, with flush release and function button | Range 801 Hinged support rail (rotatable) - with integrated flushing mechanism/function buttons, model E - two parallel rails running one above the other joined by a connecting bend - for holding on to and providing support - weight capacity 100 kg - with continuous, corrosion resistant steel core and wall plate made of polyamide with integrated steel core - can be folded upwards and, folded downwards with braking mechanism, in raised position can be turned to left or right towards the wall - silver-metallic button with blue ring for releasing the flushing mechanism, silver-metallic button with yellow ring for triggering a freely definable function (The function button does not meet the requirements for an emergency call according to DIN VDE 0834-1) - spiral cable with bare wire ends for wall connection - including white cover for flush-mounted box - control voltage max. 30 V = SELV, PELV, switching current up to max. 2 A - suitable for all standard concealed cisterns with electrical control - for wall mounting with wall-specific HEWI fixing material (must be ordered separately) - sealing tape for sealing the fixing points is included in the scope of supply - concealed fixing - 850 mm projection, 259 mm high and 78 mm deep, 33 mm rail diameter - made of high-quality polyamide according to HEWI colour chart - toilet roll holder 801.50.011 and floor supports 950.50.021XA and 950.50.023XA for retrofitting - produced in accordance with CE- and UKCA-Regulation (EU) 2017/745 on medical devices - fulfils the DIN 18040, ÖNORM B1600/1601 and SIA 500 requirements Article no.: HEWI 801.50.510 | https://catalog.hewi.com/en/p/80150510 | https://catalog.hewi.com/storage/downloads/HEWI_801_50_510_en.pdf
801.50.511 | HEWI Hinged support rail, with flush release and function button | Range 801 Hinged support rail (rotatable) - with integrated flushing mechanism/function buttons, model E and armpad - two parallel rails running one above the other joined by a connecting bend - for holding on to and providing support - weight capacity 100 kg - with continuous, corrosion resistant steel core and wall plate made of polyamide with integrated steel core - can be folded upwards and, folded downwards with braking mechanism, in raised position can be turned to left or right towards the wall - silver-metallic button with blue ring for releasing the flushing mechanism, silver-metallic button with yellow ring for triggering a freely definable function (The function button does not meet the requirements for an emergency call according to DIN VDE 0834-1) - spiral cable with bare wire ends for wall connection - including white cover for flush-mounted box - control voltage max. 30 V = SELV, PELV, switching current up to max. 2 A - suitable for all standard concealed cisterns with electrical control - for wall mounting with wall-specific HEWI fixing material (must be ordered separately) - sealing tape for sealing the fixing points is included in the scope of supply - concealed fixing - 850 mm projection, 259 mm high and 78 mm deep, 33 mm rail diameter - arm pad made of PUR integral foam, length 295 mm - made of high-quality polyamide according to HEWI colour chart - toilet roll holder 801.50.011 and floor supports 950.50.021XA and 950.50.023XA for retrofitting - produced in accordance with CE- and UKCA-Regulation (EU) 2017/745 on medical devices - fulfils the DIN 18040, ÖNORM B1600/1601 and SIA 500 requirements Article no.: HEWI 801.50.511 | https://catalog.hewi.com/en/p/80150511 | https://catalog.hewi.com/storage/downloads/HEWI_801_50_511_en.pdf
801.50.515 | HEWI Hinged support rail, rotatable | Range 801 Hinged support rail (rotatable) - with integrated flushing mechanism/function buttons, model E - two parallel rails running one above the other joined by a connecting bend - for holding on to and providing support - weight capacity 100 kg - with continuous, corrosion resistant steel core and wall plate made of polyamide with integrated steel core - can be folded upwards and, folded downwards with braking mechanism, in raised position can be turned to left or right towards the wall - silver-metallic button with blue ring for releasing the flushing mechanism, silver-metallic button with red ring for triggering a freely definable function (The function button does not meet the requirements for an emergency call according to DIN VDE 0834-1) - spiral cable with bare wire ends for wall connection - including white cover for flush-mounted box - control voltage max. 30 V = SELV, PELV, switching current up to max. 2 A - suitable for all standard concealed cisterns with electrical control - for wall mounting with wall-specific HEWI fixing material (must be ordered separately) - sealing tape for sealing the fixing points is included in the scope of supply - concealed fixing - 850 mm projection, 259 mm high and 78 mm deep, 33 mm rail diameter - made of high-quality polyamide according to HEWI colour chart - toilet roll holder 801.50.011 and floor supports 950.50.021XA and 950.50.023XA for retrofitting - produced in accordance with CE- and UKCA-Regulation (EU) 2017/745 on medical devices - fulfils the DIN 18040, ÖNORM B1600/1601 and SIA 500 requirements Article no.: HEWI 801.50.515 | https://catalog.hewi.com/en/p/80150515 | https://catalog.hewi.com/storage/downloads/HEWI_801_50_515_en.pdf
801.50.520 | HEWI Hinged support rail, rotatable | Range 801 Hinged support rail (rotatable) - with integrated flushing mechanism/function buttons, model E - two parallel rails running one above the other joined by a connecting bend - for holding on to and providing support - weight capacity 100 kg - with continuous, corrosion resistant steel core and wall plate made of polyamide with integrated steel core - can be folded upwards and, folded downwards with braking mechanism, in raised position can be turned to left or right towards the wall - silver-metallic button with blue ring for releasing the flushing mechanism, silver-metallic button with yellow ring for triggering a freely definable function (The function button does not meet the requirements for an emergency call according to DIN VDE 0834-1) - spiral cable with bare wire ends for wall connection - including white cover for flush-mounted box - control voltage max. 30 V = SELV, PELV, switching current up to max. 2 A - suitable for all standard concealed cisterns with electrical control - for wall mounting with wall-specific HEWI fixing material (must be ordered separately) - sealing tape for sealing the fixing points is included in the scope of supply - concealed fixing - 900 mm projection, 259 mm high and 78 mm wide, 33 mm rail diameter - made of high-quality polyamide by HEWI colour table - toilet roll holder 801.50.011 and floor supports 950.50.021XA and 950.50.023XA for retrofitting - produced in accordance with CE- and UKCA-Regulation (EU) 2017/745 on medical devices - fulfils the ÖNORM B1600/1601 requirements Article no.: HEWI 801.50.520 | https://catalog.hewi.com/en/p/80150520 | https://catalog.hewi.com/storage/downloads/HEWI_801_50_520_en.pdf
801.50.525 | HEWI Hinged support rail, rotatable | Range 801 Hinged support rail (rotatable) - with integrated flushing mechanism/function buttons, model E - two parallel rails running one above the other joined by a connecting bend - for holding on to and providing support - weight capacity 100 kg - with continuous, corrosion resistant steel core and wall plate made of polyamide with integrated steel core - can be folded upwards and, folded downwards with braking mechanism, in raised position can be turned to left or right towards the wall - silver-metallic button with blue ring for releasing the flushing mechanism, silver-metallic button with red ring for triggering a freely definable function (The function button does not meet the requirements for an emergency call according to DIN VDE 0834-1) - spiral cable with bare wire ends for wall connection - including white cover for flush-mounted box - control voltage max. 30 V = SELV, PELV, switching current up to max. 2 A - suitable for all standard concealed cisterns with electrical control - for wall mounting with wall-specific HEWI fixing material (must be ordered separately) - sealing tape for sealing the fixing points is included in the scope of supply - concealed fixing - 900 mm projection, 259 mm high and 78 mm wide, 33 mm rail diameter - made of high-quality polyamide by HEWI colour table - toilet roll holder 801.50.011 and floor supports 950.50.021XA and 950.50.023XA for retrofitting - produced in accordance with CE- and UKCA-Regulation (EU) 2017/745 on medical devices - fulfils the ÖNORM B1600/1601 requirements Article no.: HEWI 801.50.525 | https://catalog.hewi.com/en/p/80150525 | https://catalog.hewi.com/storage/downloads/HEWI_801_50_525_en.pdf
801.50.550 | HEWI Hinged support rail with flush release button | Range 801 Hinged support rail (rotatable) - with an integrated push-button, model E - two parallel rails running one above the other joined by a connecting bend - for holding on to and providing support - weight capacity 100 kg - with continuous, corrosion resistant steel core and wall plate made of polyamide with integrated steel core - can be folded upwards and, folded downwards with braking mechanism, in raised position can be turned to left or right towards the wall - button with blue ring for triggering the WC flush mechanism - spiral cable with bare wire ends for wall connection - including white cover for flush-mounted box - control voltage max. 30 V = SELV, PELV, switching current up to max. 2 A - suitable for all standard concealed cisterns with electrical control - for wall mounting with wall-specific HEWI fixing material (must be ordered separately) - sealing tape for sealing the fixing points is included in the scope of supply - concealed fixing - 700 mm projection, 259 mm high and 78 mm deep, 33 mm rail diameter - made of high-quality polyamide according to HEWI colour chart - toilet roll holder 801.50.011 and floor supports 950.50.021XA and 950.50.023XA for retrofitting - produced in accordance with CE- and UKCA-Regulation (EU) 2017/745 on medical devices - fulfils the ÖNORM B1600/1601 and SIA 500 requirements Article no.: HEWI 801.50.550 | https://catalog.hewi.com/en/p/80150550 | https://catalog.hewi.com/storage/downloads/HEWI_801_50_550_en.pdf
801.50.551 | HEWI Hinged support rail with flush release button | Range 801 Hinged support rail (rotatable) - with an integrated push-button, model E and black armpad - two parallel rails running one above the other joined by a connecting bend - for holding on to and providing support - weight capacity 100 kg - with continuous, corrosion resistant steel core and wall plate made of polyamide with integrated steel core - can be folded upwards and, folded downwards with braking mechanism, in raised position can be turned to left or right towards the wall - button with blue ring for triggering the WC flush mechanism - spiral cable with bare wire ends for wall connection - including white cover for flush-mounted box - control voltage max. 30 V = SELV, PELV, switching current up to max. 2 A - suitable for all standard concealed cisterns with electrical control - for wall mounting with wall-specific HEWI fixing material (must be ordered separately) - sealing tape for sealing the fixing points is included in the scope of supply - concealed fixing - 700 mm projection, 259 mm high and 78 mm deep, 33 mm rail diameter - arm pad made of PUR integral foam, length 295 mm - made of high-quality polyamide according to HEWI colour chart - toilet roll holder 801.50.011 and floor supports 950.50.021XA and 950.50.023XA for retrofitting - produced in accordance with CE- and UKCA-Regulation (EU) 2017/745 on medical devices - fulfils the ÖNORM B1600/1601 and SIA 500 requirements Article no.: HEWI 801.50.551 | https://catalog.hewi.com/en/p/80150551 | https://catalog.hewi.com/storage/downloads/HEWI_801_50_551_en.pdf
801.50.560 | HEWI Hinged support rail with flush release button | Range 801 Hinged support rail (rotatable) - with an integrated push-button, model E - two parallel rails running one above the other joined by a connecting bend - for holding on to and providing support - weight capacity 100 kg - with continuous, corrosion resistant steel core and wall plate made of polyamide with integrated steel core - can be folded upwards and, folded downwards with braking mechanism, in raised position can be turned to left or right towards the wall - button with blue ring for triggering the WC flush mechanism - spiral cable with bare wire ends for wall connection - including white cover for flush-mounted box - control voltage max. 30 V = SELV, PELV, switching current up to max. 2 A - suitable for all standard concealed cisterns with electrical control - for wall mounting with wall-specific HEWI fixing material (must be ordered separately) - sealing tape for sealing the fixing points is included in the scope of supply - concealed fixing - 850 mm projection, 259 mm high and 78 mm deep, 33 mm rail diameter - made of high-quality polyamide according to HEWI colour chart - toilet roll holder 801.50.011 and floor supports 950.50.021XA and 950.50.023XA for retrofitting - produced in accordance with CE- and UKCA-Regulation (EU) 2017/745 on medical devices - fulfils the DIN 18040, ÖNORM B1600/1601 and SIA 500 requirements Article no.: HEWI 801.50.560 | https://catalog.hewi.com/en/p/80150560 | https://catalog.hewi.com/storage/downloads/HEWI_801_50_560_en.pdf
801.50.561 | HEWI Hinged support rail with flush release button | Range 801 Hinged support rail (rotatable) - with an integrated push-button, model E and black armpad - two parallel rails running one above the other joined by a connecting bend - for holding on to and providing support - weight capacity 100 kg - with continuous, corrosion resistant steel core and wall plate made of polyamide with integrated steel core - can be folded upwards and, folded downwards with braking mechanism, in raised position can be turned to left or right towards the wall - button with blue ring for triggering the WC flush mechanism - spiral cable with bare wire ends for wall connection - including white cover for flush-mounted box - control voltage max. 30 V = SELV, PELV, switching current up to max. 2 A - suitable for all standard concealed cisterns with electrical control - for wall mounting with wall-specific HEWI fixing material (must be ordered separately) - sealing tape for sealing the fixing points is included in the scope of supply - concealed fixing - 850 mm projection, 259 mm high and 78 mm deep, 33 mm rail diameter - arm pad made of PUR integral foam, length 295 mm - made of high-quality polyamide according to HEWI colour chart - toilet roll holder 801.50.011 and floor supports 950.50.021XA and 950.50.023XA for retrofitting - produced in accordance with CE- and UKCA-Regulation (EU) 2017/745 on medical devices - fulfils the DIN 18040, ÖNORM B1600/1601 and SIA 500 requirements Article no.: HEWI 801.50.561 | https://catalog.hewi.com/en/p/80150561 | https://catalog.hewi.com/storage/downloads/HEWI_801_50_561_en.pdf
801.50.570 | HEWI Hinged support rail with flush release button | Range 801 Hinged support rail (rotatable) - with an integrated push-button, model E - two parallel rails running one above the other joined by a connecting bend - for holding on to and providing support - weight capacity 100 kg - with continuous, corrosion resistant steel core and wall plate made of polyamide with integrated steel core - can be folded upwards and, folded downwards with braking mechanism, in raised position can be turned to left or right towards the wall - button with blue ring for triggering the WC flush mechanism - spiral cable with bare wire ends for wall connection - including white cover for flush-mounted box - control voltage max. 30 V = SELV, PELV, switching current up to max. 2 A - suitable for all standard concealed cisterns with electrical control - for wall mounting with wall-specific HEWI fixing material (must be ordered separately) - sealing tape for sealing the fixing points is included in the scope of supply - concealed fixing - 900 mm projection, 259 mm high and 78 mm wide, 33 mm rail diameter - made of high-quality polyamide by HEWI colour table - toilet roll holder 801.50.011 and floor supports 950.50.021XA and 950.50.023XA for retrofitting - produced in accordance with CE- and UKCA-Regulation (EU) 2017/745 on medical devices - fulfils the ÖNORM B1600/1601 requirements Article no.: HEWI 801.50.570 | https://catalog.hewi.com/en/p/80150570 | https://catalog.hewi.com/storage/downloads/HEWI_801_50_570_en.pdf
801.50.700 | HEWI Hinged support rail, with flush release and function button | Range 801 Hinged support rail - with integrated flushing mechanism/function buttons, model E - two parallel rails running one above the other joined by a connecting bend - for holding on to and providing support - weight capacity 100 kg - with continuous, corrosion resistant steel core and wall plate made of polyamide with integrated steel core - can be folded upwards and, folded downwards with braking mechanism - silver-metallic button with blue ring for releasing the flushing mechanism, silver-metallic button with yellow ring for triggering a freely definable function (The function button does not meet the requirements for an emergency call according to DIN VDE 0834-1) - spiral cable with bare wire ends for wall connection - including white cover for flush-mounted box - control voltage max. 30 V = SELV, PELV, switching current up to max. 2 A - suitable for all standard concealed cisterns with electrical control - for wall mounting with wall-specific HEWI fixing material (must be ordered separately) - sealing tape for sealing the fixing points is included in the scope of supply - concealed fixing - 700 mm projection, 259 mm high and 78 mm deep, 33 mm rail diameter - made of high-quality polyamide according to HEWI colour chart - toilet roll holder 801.50.011 and floor supports 950.50.021XA and 950.50.023XA for retrofitting - produced in accordance with CE- and UKCA-Regulation (EU) 2017/745 on medical devices - fulfils the ÖNORM B1600/1601 and SIA 500 requirements Article no.: HEWI 801.50.700 | https://catalog.hewi.com/en/p/80150700 | https://catalog.hewi.com/storage/downloads/HEWI_801_50_700_en.pdf
801.50.701 | HEWI Hinged support rail, with flush release and function button | Range 801 Hinged support rail - with integrated flushing mechanism/function buttons, model E and armpad - two parallel rails running one above the other joined by a connecting bend - for holding on to and providing support - weight capacity 100 kg - with continuous, corrosion resistant steel core and wall plate made of polyamide with integrated steel core - can be folded upwards and folded downwards with braked movement - silver-metallic button with blue ring for releasing the flushing mechanism, silver-metallic button with yellow ring for triggering a freely definable function (The function button does not meet the requirements for an emergency call according to DIN VDE 0834-1) - spiral cable with bare wire ends for wall connection - including white cover for flush-mounted box - control voltage max. 30 V = SELV, PELV, switching current up to max. 2 A - suitable for all standard concealed cisterns with electrical control - for wall mounting with wall-specific HEWI fixing material (must be ordered separately) - sealing tape for sealing the fixing points is included in the scope of supply - concealed fixing - 700 mm projection, 259 mm high and 78 mm deep, 33 mm rail diameter - arm pad made of PUR integral foam, length 295 mm - made of high-quality polyamide according to HEWI colour chart - toilet roll holder 801.50.011 and floor supports 950.50.021XA and 950.50.023XA for retrofitting - produced in accordance with CE- and UKCA-Regulation (EU) 2017/745 on medical devices - fulfils the ÖNORM B1600/1601 and SIA 500 requirements Article no.: HEWI 801.50.701 | https://catalog.hewi.com/en/p/80150701 | https://catalog.hewi.com/storage/downloads/HEWI_801_50_701_en.pdf
801.50.705 | HEWI Hinged support rail, with flush release and function button | Range 801 Hinged support rail - with integrated flushing mechanism/function buttons, model E - two parallel rails running one above the other joined by a connecting bend - for holding on to and providing support - weight capacity 100 kg - with continuous, corrosion resistant steel core and wall plate made of polyamide with integrated steel core - can be folded upwards and, folded downwards with braking mechanism - silver-metallic button with blue ring for releasing the flushing mechanism, silver-metallic button with red ring for triggering a freely definable function (The function button does not meet the requirements for an emergency call according to DIN VDE 0834-1) - spiral cable with bare wire ends for wall connection - including white cover for flush-mounted box - control voltage max. 30 V = SELV, PELV, switching current up to max. 2 A - suitable for all standard concealed cisterns with electrical control - for wall mounting with wall-specific HEWI fixing material (must be ordered separately) - sealing tape for sealing the fixing points is included in the scope of supply - concealed fixing - 700 mm projection, 259 mm high and 78 mm deep, 33 mm rail diameter - made of high-quality polyamide according to HEWI colour chart - toilet roll holder 801.50.011 and floor supports 950.50.021XA and 950.50.023XA for retrofitting - produced in accordance with CE- and UKCA-Regulation (EU) 2017/745 on medical devices - fulfils the ÖNORM B1600/1601 and SIA 500 requirements Article no.: HEWI 801.50.705 | https://catalog.hewi.com/en/p/80150705 | https://catalog.hewi.com/storage/downloads/HEWI_801_50_705_en.pdf
801.50.710 | HEWI Hinged support rail, with flush release and function button | Range 801 Hinged support rail - with integrated flushing mechanism/function buttons, model E - two parallel rails running one above the other joined by a connecting bend - for holding on to and providing support - weight capacity 100 kg - with continuous, corrosion resistant steel core and wall plate made of polyamide with integrated steel core - can be folded upwards and, folded downwards with braking mechanism - silver-metallic button with blue ring for releasing the flushing mechanism, silver-metallic button with yellow ring for triggering a freely definable function (The function button does not meet the requirements for an emergency call according to DIN VDE 0834-1) - spiral cable with bare wire ends for wall connection - including white cover for flush-mounted box - control voltage max. 30 V = SELV, PELV, switching current up to max. 2 A - suitable for all standard concealed cisterns with electrical control - for wall mounting with wall-specific HEWI fixing material (must be ordered separately) - sealing tape for sealing the fixing points is included in the scope of supply - concealed fixing - 850 mm projection, 259 mm high and 78 mm deep, 33 mm rail diameter - made of high-quality polyamide according to HEWI colour chart - toilet roll holder 801.50.011 and floor supports 950.50.021XA and 950.50.023XA for retrofitting - produced in accordance with CE- and UKCA-Regulation (EU) 2017/745 on medical devices - fulfils the DIN 18040, ÖNORM B1600/1601 and SIA 500 requirements Article no.: HEWI 801.50.710 | https://catalog.hewi.com/en/p/80150710 | https://catalog.hewi.com/storage/downloads/HEWI_801_50_710_en.pdf
801.50.711 | HEWI Hinged support rail, with flush release and function button | Range 801 Hinged support rail - with integrated flushing mechanism/function buttons, model E and armpad - two parallel rails running one above the other joined by a connecting bend - for holding on to and providing support - weight capacity 100 kg - with continuous, corrosion resistant steel core and wall plate made of polyamide with integrated steel core - can be folded upwards and folded downwards with braked movement - silver-metallic button with blue ring for releasing the flushing mechanism, silver-metallic button with yellow ring for triggering a freely definable function (The function button does not meet the requirements for an emergency call according to DIN VDE 0834-1) - spiral cable with bare wire ends for wall connection - including white cover for flush-mounted box - control voltage max. 30 V = SELV, PELV, switching current up to max. 2 A - suitable for all standard concealed cisterns with electrical control - for wall mounting with wall-specific HEWI fixing material (must be ordered separately) - sealing tape for sealing the fixing points is included in the scope of supply - concealed fixing - 850 mm projection, 259 mm high and 78 mm deep, 33 mm rail diameter - arm pad made of PUR integral foam, length 295 mm - made of high-quality polyamide according to HEWI colour chart - toilet roll holder 801.50.011 and floor supports 950.50.021XA and 950.50.023XA for retrofitting - produced in accordance with CE- and UKCA-Regulation (EU) 2017/745 on medical devices - fulfils the DIN 18040, ÖNORM B1600/1601 and SIA 500 requirements Article no.: HEWI 801.50.711 | https://catalog.hewi.com/en/p/80150711 | https://catalog.hewi.com/storage/downloads/HEWI_801_50_711_en.pdf
801.50.715 | HEWI Hinged support rail, with flush release and function button | Range 801 Hinged support rail - with integrated flushing mechanism/function buttons, model E - two parallel rails running one above the other joined by a connecting bend - for holding on to and providing support - weight capacity 100 kg - with continuous, corrosion resistant steel core and wall plate made of polyamide with integrated steel core - can be folded upwards and, folded downwards with braking mechanism - silver-metallic button with blue ring for releasing the flushing mechanism, silver-metallic button with red ring for triggering a freely definable function (The function button does not meet the requirements for an emergency call according to DIN VDE 0834-1) - spiral cable with bare wire ends for wall connection - including white cover for flush-mounted box - control voltage max. 30 V = SELV, PELV, switching current up to max. 2 A - suitable for all standard concealed cisterns with electrical control - for wall mounting with wall-specific HEWI fixing material (must be ordered separately) - sealing tape for sealing the fixing points is included in the scope of supply - concealed fixing - 850 mm projection, 259 mm high and 78 mm deep, 33 mm rail diameter - made of high-quality polyamide according to HEWI colour chart - toilet roll holder 801.50.011 and floor supports 950.50.021XA and 950.50.023XA for retrofitting - produced in accordance with CE- and UKCA-Regulation (EU) 2017/745 on medical devices - fulfils the DIN 18040, ÖNORM B1600/1601 and SIA 500 requirements Article no.: HEWI 801.50.715 | https://catalog.hewi.com/en/p/80150715 | https://catalog.hewi.com/storage/downloads/HEWI_801_50_715_en.pdf
801.50.720 | HEWI Hinged support rail, with flush release and function button | Range 801 Hinged support rail - with integrated flushing mechanism/function buttons, model E - two parallel rails running one above the other joined by a connecting bend - for holding on to and providing support - weight capacity 100 kg - with continuous, corrosion resistant steel core and wall plate made of polyamide with integrated steel core - can be folded upwards and, folded downwards with braking mechanism - silver-metallic button with blue ring for releasing the flushing mechanism, silver-metallic button with yellow ring for triggering a freely definable function (The function button does not meet the requirements for an emergency call according to DIN VDE 0834-1) - spiral cable with bare wire ends for wall connection - including white cover for flush-mounted box - control voltage max. 30 V = SELV, PELV, switching current up to max. 2 A - suitable for all standard concealed cisterns with electrical control - for wall mounting with wall-specific HEWI fixing material (must be ordered separately) - sealing tape for sealing the fixing points is included in the scope of supply - concealed fixing - 900 mm projection, 259 mm high and 78 mm wide, 33 mm rail diameter - made of high-quality polyamide by HEWI colour table - toilet roll holder 801.50.011 and floor supports 950.50.021XA and 950.50.023XA for retrofitting - produced in accordance with CE- and UKCA-Regulation (EU) 2017/745 on medical devices - fulfils the ÖNORM B1600/1601 requirements Article no.: HEWI 801.50.720 | https://catalog.hewi.com/en/p/80150720 | https://catalog.hewi.com/storage/downloads/HEWI_801_50_720_en.pdf
801.50.725 | HEWI Hinged support rail, with flush release and function button | Range 801 Hinged support rail - with integrated flushing mechanism/function buttons, model E - two parallel rails running one above the other joined by a connecting bend - for holding on to and providing support - weight capacity 100 kg - with continuous, corrosion resistant steel core and wall plate made of polyamide with integrated steel core - can be folded upwards and, folded downwards with braking mechanism - silver-metallic button with blue ring for releasing the flushing mechanism, silver-metallic button with red ring for triggering a freely definable function (The function button does not meet the requirements for an emergency call according to DIN VDE 0834-1) - spiral cable with bare wire ends for wall connection - including white cover for flush-mounted box - control voltage max. 30 V = SELV, PELV, switching current up to max. 2 A - suitable for all standard concealed cisterns with electrical control - for wall mounting with wall-specific HEWI fixing material (must be ordered separately) - sealing tape for sealing the fixing points is included in the scope of supply - concealed fixing - 900 mm projection, 259 mm high and 78 mm wide, 33 mm rail diameter - made of high-quality polyamide by HEWI colour table - toilet roll holder 801.50.011 and floor supports 950.50.021XA and 950.50.023XA for retrofitting - produced in accordance with CE- and UKCA-Regulation (EU) 2017/745 on medical devices - fulfils the ÖNORM B1600/1601 requirements Article no.: HEWI 801.50.725 | https://catalog.hewi.com/en/p/80150725 | https://catalog.hewi.com/storage/downloads/HEWI_801_50_725_en.pdf
801.50.750 | HEWI Hinged support rail with flush release button | Range 801 Hinged support rail - with an integrated push-button, model E - two parallel rails running one above the other joined by a connecting bend - for holding on to and providing support - weight capacity 100 kg - with continuous, corrosion resistant steel core and wall plate made of polyamide with integrated steel core - can be folded upwards and, folded downwards with braking mechanism - button with blue ring for triggering the WC flush mechanism - spiral cable with bare wire ends for wall connection - including white cover for flush-mounted box - control voltage max. 30 V = SELV, PELV, switching current up to max. 2 A - suitable for all standard concealed cisterns with electrical control - for wall mounting with wall-specific HEWI fixing material (must be ordered separately) - sealing tape for sealing the fixing points is included in the scope of supply - concealed fixing - 700 mm projection, 259 mm high and 78 mm deep, 33 mm rail diameter - made of high-quality polyamide according to HEWI colour chart - toilet roll holder 801.50.011 and floor supports 950.50.021XA and 950.50.023XA for retrofitting - produced in accordance with CE- and UKCA-Regulation (EU) 2017/745 on medical devices - fulfils the ÖNORM B1600/1601 and SIA 500 requirements Article no.: HEWI 801.50.750 | https://catalog.hewi.com/en/p/80150750 | https://catalog.hewi.com/storage/downloads/HEWI_801_50_750_en.pdf
801.50.751 | HEWI Hinged support rail with flush release button | Range 801 Hinged support rail - with an integrated push-button, model E and black armpad - two parallel rails running one above the other joined by a connecting bend - for holding on to and providing support - weight capacity 100 kg - with continuous, corrosion resistant steel core and wall plate made of polyamide with integrated steel core - can be folded upwards and folded downwards with braked movement - button with blue ring for triggering the WC flush mechanism - spiral cable with bare wire ends for wall connection - including white cover for flush-mounted box - control voltage max. 30 V = SELV, PELV, switching current up to max. 2 A - suitable for all standard concealed cisterns with electrical control - for wall mounting with wall-specific HEWI fixing material (must be ordered separately) - sealing tape for sealing the fixing points is included in the scope of supply - concealed fixing - 700 mm projection, 259 mm high and 78 mm deep, 33 mm rail diameter - arm pad made of PUR integral foam, length 295 mm - made of high-quality polyamide according to HEWI colour chart - toilet roll holder 801.50.011 and floor supports 950.50.021XA and 950.50.023XA for retrofitting - produced in accordance with CE- and UKCA-Regulation (EU) 2017/745 on medical devices - fulfils the ÖNORM B1600/1601 and SIA 500 requirements Article no.: HEWI 801.50.751 | https://catalog.hewi.com/en/p/80150751 | https://catalog.hewi.com/storage/downloads/HEWI_801_50_751_en.pdf
801.50.760 | HEWI Hinged support rail with flush release button | Range 801 Hinged support rail - with an integrated push-button, model E - two parallel rails running one above the other joined by a connecting bend - for holding on to and providing support - weight capacity 100 kg - with continuous, corrosion resistant steel core and wall plate made of polyamide with integrated steel core - can be folded upwards and, folded downwards with braking mechanism - button with blue ring for triggering the WC flush mechanism - spiral cable with bare wire ends for wall connection - including white cover for flush-mounted box - control voltage max. 30 V = SELV, PELV, switching current up to max. 2 A - suitable for all standard concealed cisterns with electrical control - for wall mounting with wall-specific HEWI fixing material (must be ordered separately) - sealing tape for sealing the fixing points is included in the scope of supply - concealed fixing - 850 mm projection, 259 mm high and 78 mm deep, 33 mm rail diameter - made of high-quality polyamide according to HEWI colour chart - toilet roll holder 801.50.011 and floor supports 950.50.021XA and 950.50.023XA for retrofitting - produced in accordance with CE- and UKCA-Regulation (EU) 2017/745 on medical devices - fulfils the DIN 18040, ÖNORM B1600/1601 and SIA 500 requirements Article no.: HEWI 801.50.760 | https://catalog.hewi.com/en/p/80150760 | https://catalog.hewi.com/storage/downloads/HEWI_801_50_760_en.pdf
801.50.761 | HEWI Hinged support rail with flush release button | Range 801 Hinged support rail - with an integrated push-button, model E and black armpad - two parallel rails running one above the other joined by a connecting bend - for holding on to and providing support - weight capacity 100 kg - with continuous, corrosion resistant steel core and wall plate made of polyamide with integrated steel core - can be folded upwards and folded downwards with braked movement - button with blue ring for triggering the WC flush mechanism - spiral cable with bare wire ends for wall connection - including white cover for flush-mounted box - control voltage max. 30 V = SELV, PELV, switching current up to max. 2 A - suitable for all standard concealed cisterns with electrical control - for wall mounting with wall-specific HEWI fixing material (must be ordered separately) - sealing tape for sealing the fixing points is included in the scope of supply - concealed fixing - 850 mm projection, 259 mm high and 78 mm deep, 33 mm rail diameter - arm pad made of PUR integral foam, length 295 mm - made of high-quality polyamide according to HEWI colour chart - toilet roll holder 801.50.011 and floor supports 950.50.021XA and 950.50.023XA for retrofitting - produced in accordance with CE- and UKCA-Regulation (EU) 2017/745 on medical devices - fulfils the DIN 18040, ÖNORM B1600/1601 and SIA 500 requirements Article no.: HEWI 801.50.761 | https://catalog.hewi.com/en/p/80150761 | https://catalog.hewi.com/storage/downloads/HEWI_801_50_761_en.pdf
801.50.770 | HEWI Hinged support rail with flush release button | Range 801 Hinged support rail - with an integrated push-button, model E - two parallel rails running one above the other joined by a connecting bend - for holding on to and providing support - weight capacity 100 kg - with continuous, corrosion resistant steel core and wall plate made of polyamide with integrated steel core - can be folded upwards and, folded downwards with braking mechanism - button with blue ring for triggering the WC flush mechanism - spiral cable with bare wire ends for wall connection - including white cover for flush-mounted box - control voltage max. 30 V = SELV, PELV, switching current up to max. 2 A - suitable for all standard concealed cisterns with electrical control - for wall mounting with wall-specific HEWI fixing material (must be ordered separately) - sealing tape for sealing the fixing points is included in the scope of supply - concealed fixing - 900 mm projection, 259 mm high and 78 mm wide, 33 mm rail diameter - made of high-quality polyamide by HEWI colour table - toilet roll holder 801.50.011 and floor supports 950.50.021XA and 950.50.023XA for retrofitting - produced in accordance with CE- and UKCA-Regulation (EU) 2017/745 on medical devices - fulfils the ÖNORM B1600/1601 requirements Article no.: HEWI 801.50.770 | https://catalog.hewi.com/en/p/80150770 | https://catalog.hewi.com/storage/downloads/HEWI_801_50_770_en.pdf
801.50.812LS | HEWI Hinged support rail with weight capacity up to 300 kg | Range 801 Hinged support rail (rotatable) - with floor support, to absorb vertical force - two parallel rails running one above the other joined by a connecting bend - for holding on to and providing support - with continuous, corrosion resistant steel core and wall plate made of polyamide with integrated steel core - left-hand version (seen from the view of the user), bend facing outwards - can be folded upwards and, downwards with braked movement, and in the raised position can be turned to the right towards the wall - floor support made-to-measure, for absorbing vertical force - for wall mounting with wall-specific HEWI fixing material (must be ordered separately) - sealing tape for sealing the fixing points is included in the scope of supply - if mounted on lightweight walls, rear lining made of laminated timber boards at least 30 mm thick is required - concealed fixing - 850 mm projection, 259 mm high and 78 mm deep, 33 mm rail diameter - made of high-quality polyamide according to HEWI colour chart - toilet roll holder 801.50.011 and WC flushing mechanism (radio-controlled) 801.50.060 for retrofitting - vertical loading capacity up to 300 kg, horizontal loading capacity in direction of additional wall support up to 100 kg - produced in accordance with CE- and UKCA-Regulation (EU) 2017/745 on medical devices - fulfils the DIN 18040, ÖNORM B1600/1601 and SIA 500 requirements Article no.: HEWI 801.50.812LS | https://catalog.hewi.com/en/p/80150812LS | https://catalog.hewi.com/storage/downloads/HEWI_801_50_812LS_en.pdf
801.50.812RS | HEWI Hinged support rail with weight capacity up to 300 kg | Range 801 Hinged support rail (rotatable) - with floor support, to absorb vertical force - two parallel rails running one above the other joined by a connecting bend - for holding on to and providing support - with continuous, corrosion resistant steel core and wall plate made of polyamide with integrated steel core - right-hand version (seen from the view of the user), bend facing outwards - can be folded upwards and, downwards with braked movement, and in the raised position can be turned to the left towards the wall - floor support made-to-measure, for absorbing vertical force - for wall mounting with wall-specific HEWI fixing material (must be ordered separately) - sealing tape for sealing the fixing points is included in the scope of supply - if mounted on lightweight walls, rear lining made of laminated timber boards at least 30 mm thick is required - concealed fixing - 850 mm projection, 259 mm high and 78 mm deep, 33 mm rail diameter - made of high-quality polyamide according to HEWI colour chart - toilet roll holder 801.50.011 and WC flushing mechanism (radio-controlled) 801.50.060 for retrofitting - vertical loading capacity up to 300 kg, horizontal loading capacity in direction of additional wall support up to 100 kg - produced in accordance with CE- and UKCA-Regulation (EU) 2017/745 on medical devices - fulfils the DIN 18040, ÖNORM B1600/1601 and SIA 500 requirements Article no.: HEWI 801.50.812RS | https://catalog.hewi.com/en/p/80150812RS | https://catalog.hewi.com/storage/downloads/HEWI_801_50_812RS_en.pdf
801.50B010 | HEWI Upgrade kit toilet roll holder | Toilet roll holder upgrade kit - right angled add-on toilet roll holder - used for retrofitting on the Range 801 HEWI rail system, diameter 33 mm and on HEWI hinged support rails - easy installation - integrated hard, flexible toilet roll brake - 35 mm wide, 131 mm high, 136 mm deep - made of high-quality matt polyamide in HEWI colours 99 (pure white), 98 (signal white), 97 (light grey), 95 (stone grey), 92 (anthracite grey), 74 (apple green) and 55 (aqua blue) Article no.: HEWI 801.50B010 | https://catalog.hewi.com/en/p/80150B010 | https://catalog.hewi.com/storage/downloads/HEWI_801_50B010_en.pdf
801.50B011 | HEWI Upgrade kit toilet roll holder | Toilet roll holder upgrade kit - right angled add-on toilet roll holder - used for retrofitting on the HEWI rail system, diameter 33 mm and on HEWI hinged support rails range 801 - easy installation - with integrated soft, flexible roll brake - 39 mm wide, 143 mm high, 139 mm deep - made of high-quality matt polyamide in HEWI colours 99 (pure white), 98 (signal white), 97 (light grey), 95 (stone grey), 92 (anthracite grey), 74 (apple green) and 55 (aqua blue) Article no.: HEWI 801.50B011 | https://catalog.hewi.com/en/p/80150B011 | https://catalog.hewi.com/storage/downloads/HEWI_801_50B011_en.pdf
801.50B060 | HEWI Upgrade kit WC flushing mechanism (radio-controlled) | WC flushing mechanism upgrade kit (radio controlled) - for retrofitting on HEWI hinged support rail 801.50... - for easy installation - 50 mm wide, 68 mm high, 105 mm long - made of high-quality matt polyamide in HEWI colours 99 (pure white), 98 (signal white), 97 (light grey), 95 (stone grey), 92 (anthracite grey), 74 (apple green) and 55 (aqua blue) - transmission frequency 868.4 MHz - suitable for radio-controlled WC flushing systems made by Geberit, Friatec, Mepa, Sanit, Viega, TECE and Grohe Article no.: HEWI 801.50B060 | https://catalog.hewi.com/en/p/80150B060 | https://catalog.hewi.com/storage/downloads/HEWI_801_50B060_en.pdf
801.50B100 | HEWI Hinged support rail, rotatable | Range 801 Hinged support rail (rotatable) - two parallel rails running one above the other joined by a connecting bend - for holding on to and providing support - weight capacity 100 kg - with continuous, corrosion resistant steel core and wall plate made of polyamide with integrated steel core - can be folded upwards and, folded downwards with braking mechanism, in raised position can be turned to left or right towards the wall - for wall mounting with wall-specific HEWI fixing material (must be ordered separately) - sealing tape for sealing the fixing points is included in the scope of supply - concealed fixing - 600 mm projection, 259 mm high and 78 mm deep, 33 mm rail diameter - made of high-quality matt polyamide in HEWI colours 99 (pure white), 98 (signal white), 97 (light grey), 95 (stone grey) and 92 (anthracite grey) - toilet roll holder 801.50B011, WC flushing mechanism (radio-controlled) 801.50B060 and floor supports 950.50B021XA and 950.50B023XA for retrofitting - produced in accordance with CE- and UKCA-Regulation (EU) 2017/745 on medical devices - fulfils the DIN 18040, ÖNORM B1600/1601 and SIA 500 requirements Article no.: HEWI 801.50B100 | https://catalog.hewi.com/en/p/80150B100 | https://catalog.hewi.com/storage/downloads/HEWI_801_50B100_en.pdf
801.50B1000 | HEWI Hinged support rail, rotatable | Hinged support rail, rotatable of the 801 ICONIC series - three-colour hinged support rail - Made of matt polyamide - Cantilever: 99 (pure white), Wall plate: 55 (aqua blue), Support: 36 (coral) - Two parallel rails, arranged on top of each other, joined by a connecting bend - For holding on to and for support - Weight capacity up to 100 kg - With continuous, corrosion resistant steel core and wall plate made of polyamide with integrated steel core - Can be folded upwards and, folded downwards with braking mechanism, in raised position can be turned to left or right towards the wall - for wall mounting with wall-specific HEWI fixing material (must be ordered separately) - sealing tape for sealing the fixing points is included in the scope of supply - Concealed mounting - Projection 600 mm, Height 259 mm and width 78 mm, Rail 33 mm in diameter - Toilet roll holder 801.50B011, Toilet flushing mechanism (radio) 801.50B060 and floor supports 950.50.021XA and 950.50.023XA retrofittable - Produced in accordance with Regulation (EU) 2017/745 on medical devices - Fulfils the DIN 18040 requirements Article no.: HEWI 801.50B1000 | https://catalog.hewi.com/en/p/80150B1000 | https://catalog.hewi.com/storage/downloads/HEWI_801_50B1000_en.pdf
801.50B1001 | HEWI Hinged support rail, rotatable | Hinged support rail, rotatable of the 801 ICONIC series - Three-colour folding support rail - Made of matt polyamide - Cantilever: 74 (apple green), Wall plate: 72 (may green), Support: 36 (coral) - Two parallel rails, arranged on top of each other, joined by a connecting bend - For holding on to and for support - Weight capacity up to 100 kg - With continuous, corrosion resistant steel core and wall plate made of polyamide with integrated steel core - Can be folded upwards and, folded downwards with braking mechanism, in raised position can be turned to left or right towards the wall - for wall mounting with wall-specific HEWI fixing material (must be ordered separately) - sealing tape for sealing the fixing points is included in the scope of supply - Concealed mounting - Projection 600 mm, Height 259 mm and width 78 mm, Rail 33 mm in diameter - Toilet roll holder 801.50B011, Toilet flushing mechanism (radio) 801.50B060 and floor supports 950.50.021XA and 950.50.023XA retrofittable - Produced in accordance with Regulation (EU) 2017/745 on medical devices - Fulfils the DIN 18040 requirements Article no.: HEWI 801.50B1001 | https://catalog.hewi.com/en/p/80150B1001 | https://catalog.hewi.com/storage/downloads/HEWI_801_50B1001_en.pdf
801.50B1002 | HEWI Hinged support rail, rotatable | Hinged support rail, rotatable of the 801 ICONIC series - Three-coloured folding support rail - Made of matt polyamide - Cantilever: 55 (aqua blue), Wall plate: 50 (steel blue), Support: 74 (apple green) - Two parallel rails, arranged on top of each other, joined by a connecting bend - For holding on to and for support - Weight capacity up to 100 kg - With continuous, corrosion resistant steel core and wall plate made of polyamide with integrated steel core - Can be folded upwards and, folded downwards with braking mechanism, in raised position can be turned to left or right towards the wall - for wall mounting with wall-specific HEWI fixing material (must be ordered separately) - sealing tape for sealing the fixing points is included in the scope of supply - Concealed mounting - Projection 600 mm, Height 259 mm and width 78 mm, Rail 33 mm in diameter - Toilet roll holder 801.50B011, Toilet flushing mechanism (radio) 801.50B060 and floor supports 950.50.021XA and 950.50.023XA retrofittable - Produced in accordance with Regulation (EU) 2017/745 on medical devices - Fulfils the DIN 18040 requirements Article no.: HEWI 801.50B1002 | https://catalog.hewi.com/en/p/80150B1002 | https://catalog.hewi.com/storage/downloads/HEWI_801_50B1002_en.pdf
801.50B101 | HEWI Hinged support rail, rotatable | Range 801 Hinged support rail (rotatable) - fitted with a black arm pad - two parallel rails running one above the other joined by a connecting bend - for holding on to and providing support - weight capacity 100 kg - with continuous, corrosion resistant steel core and wall plate made of polyamide with integrated steel core - can be folded upwards and, folded downwards with braking mechanism, in raised position can be turned to left or right towards the wall - for wall mounting with wall-specific HEWI fixing material (must be ordered separately) - sealing tape for sealing the fixing points is included in the scope of supply - concealed fixing - 600 mm projection, 259 mm high and 78 mm deep, 33 mm rail diameter - arm pad made of PUR integral foam, length 295 mm - made of high-quality matt polyamide in HEWI colours 99 (pure white), 98 (signal white), 97 (light grey), 95 (stone grey) and 92 (anthracite grey) - toilet roll holder 801.50B011, WC flushing mechanism (radio-controlled) 801.50B060 and floor supports 950.50B021XA and 950.50B023XA for retrofitting - produced in accordance with CE- and UKCA-Regulation (EU) 2017/745 on medical devices - fulfils the DIN 18040 requirements Article no.: HEWI 801.50B101 | https://catalog.hewi.com/en/p/80150B101 | https://catalog.hewi.com/storage/downloads/HEWI_801_50B101_en.pdf
801.50B104S | HEWI Hinged support rail with floor support, rotating | Range 801 Hinged support rail (rotatable) - with floor support made to measure - two parallel rails running one above the other joined by a connecting bend - for holding on to and providing support - weight capacity 100 kg - with continuous, corrosion resistant steel core and wall plate made of polyamide with integrated steel core - can be folded upwards and, folded downwards with braking mechanism, in raised position can be turned to left or right towards the wall - for wall mounting with wall-specific HEWI fixing material (must be ordered separately) - sealing tape for sealing the fixing points is included in the scope of supply - concealed fixing - 600 mm projection, 259 mm high and 78 mm deep, 33 mm rail diameter - made of high-quality matt polyamide in HEWI colours 99 (pure white), 98 (signal white), 97 (light grey), 95 (stone grey) and 92 (anthracite grey) - toilet roll holder 801.50B011 and WC flushing mechanism (radio-controlled) 801.50B060 for retrofitting - produced in accordance with CE- and UKCA-Regulation (EU) 2017/745 on medical devices Article no.: HEWI 801.50B104S | https://catalog.hewi.com/en/p/80150B104S | https://catalog.hewi.com/storage/downloads/HEWI_801_50B104S_en.pdf
801.50B105S | HEWI Mobile hinged support rail with floor support, rotating | Range 801 mobile hinged support rail (rotatable) - with floor support made to measure - two parallel rails running one above the other joined by a connecting bend - for holding on to and providing support - weight capacity 100 kg - with continuous, corrosion resistant steel core - can be folded upwards and, folded downwards with braking mechanism, in raised position can be turned to left or right towards the wall - for mobile use - for easy and flexible retrofitting on existing, preassembled mounting plate 950.50.016, must be ordered separately - toolless and quick installation by simple attachment of the mobile hinged support rail - secured by fixing screw to prevent unintentional removal - 600 mm projection, 252 mm high and 78 mm deep, 33 mm rail diameter - made of high-quality matt polyamide in HEWI colours 99 (pure white), 98 (signal white), 97 (light grey), 95 (stone grey) and 92 (anthracite grey) - toilet roll holder 801.50B011 and WC flushing mechanism (radio-controlled) 801.50B060 for retrofitting - produced in accordance with CE- and UKCA-Regulation (EU) 2017/745 on medical devices Article no.: HEWI 801.50B105S | https://catalog.hewi.com/en/p/80150B105S | https://catalog.hewi.com/storage/downloads/HEWI_801_50B105S_en.pdf
801.50B106 | HEWI Hinged support rail, rotatable | Range 801 Hinged support rail (rotatable) - two parallel rails running one above the other joined by a connecting bend - for holding on to and providing support - weight capacity 100 kg - with continuous, corrosion resistant aluminium core and wall plate made of synthetic material with integrated steel core - can be folded upwards and, folded downwards with braking mechanism, in raised position can be turned to left or right towards the wall - for wall mounting with wall-specific HEWI fixing material (must be ordered separately) - sealing tape for sealing the fixing points is included in the scope of supply - concealed fixing - 600 mm projection, 259 mm high and 78 mm deep, 33 mm rail diameter - made of high-quality matt polyamide in HEWI colours 99 (pure white), 98 (signal white), 97 (light grey), 95 (stone grey) and 92 (anthracite grey) - toilet roll holder 801.50B011, WC flushing mechanism (radio-controlled) 801.50B060 and floor supports 950.50B021XA and 950.50B023XA for retrofitting - produced in accordance with CE- and UKCA-Regulation (EU) 2017/745 on medical devices - fulfils the DIN 18040 requirements Article no.: HEWI 801.50B106 | https://catalog.hewi.com/en/p/80150B106 | https://catalog.hewi.com/storage/downloads/HEWI_801_50B106_en.pdf
801.50B107 | HEWI Mobile hinged support rail, rotatable | Range 801 mobile hinged support rail (rotatable) - two parallel rails running one above the other joined by a connecting bend - for holding on to and providing support - weight capacity 100 kg - with continuous, corrosion resistant steel core - can be folded upwards and, folded downwards with braking mechanism, in raised position can be turned to left or right towards the wall - for mobile use - for easy and flexible retrofitting on existing, preassembled mounting plate 950.50.016, must be ordered separately - toolless and quick installation by simple attachment of the mobile hinged support rail - secured by fixing screw to prevent unintentional removal - 600 mm projection, 252 mm high and 78 mm deep, 33 mm rail diameter - made of high-quality matt polyamide in HEWI colours 99 (pure white), 98 (signal white), 97 (light grey), 95 (stone grey) and 92 (anthracite grey) - toilet roll holder 801.50B011, WC flushing mechanism (radio-controlled) 801.50B060 and floor supports 950.50B021XA and 950.50B023XA for retrofitting - produced in accordance with CE- and UKCA-Regulation (EU) 2017/745 on medical devices - fulfils the DIN 18040, ÖNORM B1600/1601 and SIA 500 requirements Article no.: HEWI 801.50B107 | https://catalog.hewi.com/en/p/80150B107 | https://catalog.hewi.com/storage/downloads/HEWI_801_50B107_en.pdf
801.50B108 | HEWI Mobile hinged support rail, rotatable | Range 801 mobile hinged support rail (rotatable) - fitted with a black arm pad - two parallel rails running one above the other joined by a connecting bend - for holding on to and providing support - weight capacity 100 kg - with continuous, corrosion resistant steel core - can be folded upwards and, folded downwards with braking mechanism, in raised position can be turned to left or right towards the wall - for mobile use - for easy and flexible retrofitting on existing, preassembled mounting plate 950.50.016, must be ordered separately - toolless and quick installation by simple attachment of the mobile hinged support rail - secured by fixing screw to prevent unintentional removal - 600 mm projection, 252 mm high and 78 mm deep, 33 mm rail diameter - arm pad made of PUR integral foam, length 295 mm - made of high-quality matt polyamide in HEWI colours 99 (pure white), 98 (signal white), 97 (light grey), 95 (stone grey) and 92 (anthracite grey) - toilet roll holder 801.50B011, WC flushing mechanism (radio-controlled) 801.50B060 and floor supports 950.50B021XA and 950.50B023XA for retrofitting - produced in accordance with CE- and UKCA-Regulation (EU) 2017/745 on medical devices - fulfils the DIN 18040 requirements Article no.: HEWI 801.50B108 | https://catalog.hewi.com/en/p/80150B108 | https://catalog.hewi.com/storage/downloads/HEWI_801_50B108_en.pdf
801.50B110 | HEWI Hinged support rail, rotatable | Range 801 Hinged support rail (rotatable) - two parallel rails running one above the other joined by a connecting bend - for holding on to and providing support - weight capacity 100 kg - with continuous, corrosion resistant steel core and wall plate made of polyamide with integrated steel core - can be folded upwards and, folded downwards with braking mechanism, in raised position can be turned to left or right towards the wall - for wall mounting with wall-specific HEWI fixing material (must be ordered separately) - sealing tape for sealing the fixing points is included in the scope of supply - concealed fixing - 700 mm projection, 259 mm high and 78 mm deep, 33 mm rail diameter - made of high-quality matt polyamide in HEWI colours 99 (pure white), 98 (signal white), 97 (light grey), 95 (stone grey) and 92 (anthracite grey) - toilet roll holder 801.50B011, WC flushing mechanism (radio-controlled) 801.50B060 and floor supports 950.50B021XA and 950.50B023XA for retrofitting - produced in accordance with CE- and UKCA-Regulation (EU) 2017/745 on medical devices - fulfils the ÖNORM B1600/1601 and SIA 500 requirements Article no.: HEWI 801.50B110 | https://catalog.hewi.com/en/p/80150B110 | https://catalog.hewi.com/storage/downloads/HEWI_801_50B110_en.pdf
801.50B1100 | HEWI Hinged support rail, rotatable | Hinged support rail, rotatable of the 801 ICONIC series - three-colour hinged support rail - Made of matt polyamide - Cantilever: 99 (pure white), Wall plate: 55 (aqua blue), Support: 36 (coral) - Two parallel rails, arranged on top of each other, joined by a connecting bend - For holding on to and for support - Weight capacity up to 100 kg - With continuous, corrosion resistant steel core and wall plate made of polyamide with integrated steel core - Can be folded upwards and, folded downwards with braking mechanism, in raised position can be turned to left or right towards the wall - for wall mounting with wall-specific HEWI fixing material (must be ordered separately) - sealing tape for sealing the fixing points is included in the scope of supply - Concealed mounting - Projection 700 mm, Height 259 mm and width 78 mm, Rail 33 mm in diameter - Toilet roll holder 801.50B011, Toilet flushing mechanism (radio) 801.50B060 and floor supports 950.50.021XA and 950.50.023XA retrofittable - Produced in accordance with Regulation (EU) 2017/745 on medical devices - Fulfils the ÖNORM B1600/1601 and SIA 500 requirements Article no.: HEWI 801.50B1100 | https://catalog.hewi.com/en/p/80150B1100 | https://catalog.hewi.com/storage/downloads/HEWI_801_50B1100_en.pdf
801.50B111 | HEWI Hinged support rail, rotatable | Range 801 Hinged support rail (rotatable) - fitted with a black arm pad - two parallel rails running one above the other joined by a connecting bend - for holding on to and providing support - weight capacity 100 kg - with continuous, corrosion resistant steel core and wall plate made of polyamide with integrated steel core - can be folded upwards and, folded downwards with braking mechanism, in raised position can be turned to left or right towards the wall - for wall mounting with wall-specific HEWI fixing material (must be ordered separately) - sealing tape for sealing the fixing points is included in the scope of supply - concealed fixing - 700 mm projection, 259 mm high and 78 mm deep, 33 mm rail diameter - arm pad made of PUR integral foam, length 295 mm - made of high-quality matt polyamide in HEWI colours 99 (pure white), 98 (signal white), 97 (light grey), 95 (stone grey) and 92 (anthracite grey) - toilet roll holder 801.50B011, WC flushing mechanism (radio-controlled) 801.50B060 and floor supports 950.50B021XA and 950.50B023XA for retrofitting - produced in accordance with CE- and UKCA-Regulation (EU) 2017/745 on medical devices - fulfils the ÖNORM B1600/1601 and SIA 500 requirements Article no.: HEWI 801.50B111 | https://catalog.hewi.com/en/p/80150B111 | https://catalog.hewi.com/storage/downloads/HEWI_801_50B111_en.pdf
801.50B114S | HEWI Hinged support rail with floor support, rotating | Range 801 Hinged support rail (rotatable) - with floor support made to measure - two parallel rails running one above the other joined by a connecting bend - for holding on to and providing support - weight capacity 100 kg - with continuous, corrosion resistant steel core and wall plate made of polyamide with integrated steel core - can be folded upwards and, folded downwards with braking mechanism, in raised position can be turned to left or right towards the wall - for wall mounting with wall-specific HEWI fixing material (must be ordered separately) - sealing tape for sealing the fixing points is included in the scope of supply - concealed fixing - 700 mm projection, 259 mm high and 78 mm deep, 33 mm rail diameter - made of high-quality matt polyamide in HEWI colours 99 (pure white), 98 (signal white), 97 (light grey), 95 (stone grey) and 92 (anthracite grey) - toilet roll holder 801.50B011 and WC flushing mechanism (radio-controlled) 801.50B060 for retrofitting - produced in accordance with CE- and UKCA-Regulation (EU) 2017/745 on medical devices Article no.: HEWI 801.50B114S | https://catalog.hewi.com/en/p/80150B114S | https://catalog.hewi.com/storage/downloads/HEWI_801_50B114S_en.pdf
801.50B115S | HEWI Mobile hinged support rail with floor support, rotating | Range 801 mobile hinged support rail (rotatable) - with floor support made to measure - two parallel rails running one above the other joined by a connecting bend - for holding on to and providing support - weight capacity 100 kg - with continuous, corrosion resistant steel core - can be folded upwards and, folded downwards with braking mechanism, in raised position can be turned to left or right towards the wall - for mobile use - for easy and flexible retrofitting on existing, preassembled mounting plate 950.50.016, must be ordered separately - toolless and quick installation by simple attachment of the mobile hinged support rail - secured by fixing screw to prevent unintentional removal - 700 mm projection, 252 mm high and 78 mm deep, 33 mm rail diameter - made of high-quality matt polyamide in HEWI colours 99 (pure white), 98 (signal white), 97 (light grey), 95 (stone grey) and 92 (anthracite grey) - toilet roll holder 801.50B011 and WC flushing mechanism (radio-controlled) 801.50B060 for retrofitting - produced in accordance with CE- and UKCA-Regulation (EU) 2017/745 on medical devices Article no.: HEWI 801.50B115S | https://catalog.hewi.com/en/p/80150B115S | https://catalog.hewi.com/storage/downloads/HEWI_801_50B115S_en.pdf
801.50B116 | HEWI Hinged support rail, rotatable | Range 801 Hinged support rail (rotatable) - two parallel rails running one above the other joined by a connecting bend - for holding on to and providing support - weight capacity 100 kg - with continuous, corrosion resistant aluminium core and wall plate made of synthetic material with integrated steel core - can be folded upwards and, folded downwards with braking mechanism, in raised position can be turned to left or right towards the wall - for wall mounting with wall-specific HEWI fixing material (must be ordered separately) - sealing tape for sealing the fixing points is included in the scope of supply - concealed fixing - 700 mm projection, 259 mm high and 78 mm deep, 33 mm rail diameter - made of high-quality matt polyamide in HEWI colours 99 (pure white), 98 (signal white), 97 (light grey), 95 (stone grey) and 92 (anthracite grey) - toilet roll holder 801.50B011, WC flushing mechanism (radio-controlled) 801.50B060 and floor supports 950.50B021XA and 950.50B023XA for retrofitting - produced in accordance with CE- and UKCA-Regulation (EU) 2017/745 on medical devices - fulfils the DIN 18040 requirements Article no.: HEWI 801.50B116 | https://catalog.hewi.com/en/p/80150B116 | https://catalog.hewi.com/storage/downloads/HEWI_801_50B116_en.pdf
801.50B117 | HEWI Mobile hinged support rail, rotatable | Range 801 mobile hinged support rail (rotatable) - two parallel rails running one above the other joined by a connecting bend - for holding on to and providing support - weight capacity 100 kg - with continuous, corrosion resistant steel core - can be folded upwards and, folded downwards with braking mechanism, in raised position can be turned to left or right towards the wall - for mobile use - for easy and flexible retrofitting on existing, preassembled mounting plate 950.50.016, must be ordered separately - toolless and quick installation by simple attachment of the mobile hinged support rail - secured by fixing screw to prevent unintentional removal - 700 mm projection, 252 mm high and 78 mm deep, 33 mm rail diameter - made of high-quality matt polyamide in HEWI colours 99 (pure white), 98 (signal white), 97 (light grey), 95 (stone grey) and 92 (anthracite grey) - toilet roll holder 801.50B011, WC flushing mechanism (radio-controlled) 801.50B060 and floor supports 950.50B021XA and 950.50B023XA for retrofitting - produced in accordance with CE- and UKCA-Regulation (EU) 2017/745 on medical devices - fulfils the ÖNORM B1600/1601 and SIA 500 requirements Article no.: HEWI 801.50B117 | https://catalog.hewi.com/en/p/80150B117 | https://catalog.hewi.com/storage/downloads/HEWI_801_50B117_en.pdf
801.50B118 | HEWI Mobile hinged support rail, rotatable | Range 801 mobile hinged support rail (rotatable) - fitted with a black arm pad - two parallel rails running one above the other joined by a connecting bend - for holding on to and providing support - weight capacity 100 kg - with continuous, corrosion resistant steel core - can be folded upwards and, folded downwards with braking mechanism, in raised position can be turned to left or right towards the wall - for mobile use - for easy and flexible retrofitting on existing, preassembled mounting plate 950.50.016, must be ordered separately - toolless and quick installation by simple attachment of the mobile hinged support rail - secured by fixing screw to prevent unintentional removal - 700 mm projection, 252 mm high and 78 mm deep, 33 mm rail diameter - arm pad made of PUR integral foam, length 295 mm - made of high-quality matt polyamide in HEWI colours 99 (pure white), 98 (signal white), 97 (light grey), 95 (stone grey) and 92 (anthracite grey) - toilet roll holder 801.50B011, WC flushing mechanism (radio-controlled) 801.50B060 and floor supports 950.50B021XA and 950.50B023XA for retrofitting - produced in accordance with CE- and UKCA-Regulation (EU) 2017/745 on medical devices - fulfils the ÖNORM B1600/1601 and SIA 500 requirements Article no.: HEWI 801.50B118 | https://catalog.hewi.com/en/p/80150B118 | https://catalog.hewi.com/storage/downloads/HEWI_801_50B118_en.pdf
801.50B120 | HEWI Hinged support rail, rotatable | Range 801 Hinged support rail (rotatable) - two parallel rails running one above the other joined by a connecting bend - for holding on to and providing support - weight capacity 100 kg - with continuous, corrosion resistant steel core and wall plate made of polyamide with integrated steel core - can be folded upwards and, folded downwards with braking mechanism, in raised position can be turned to left or right towards the wall - for wall mounting with wall-specific HEWI fixing material (must be ordered separately) - sealing tape for sealing the fixing points is included in the scope of supply - concealed fixing - 850 mm projection, 259 mm high and 78 mm deep, 33 mm rail diameter - made of high-quality matt polyamide in HEWI colours 99 (pure white), 98 (signal white), 97 (light grey), 95 (stone grey) and 92 (anthracite grey) - toilet roll holder 801.50B011, WC flushing mechanism (radio-controlled) 801.50B060 and floor supports 950.50B021XA and 950.50B023XA for retrofitting - produced in accordance with CE- and UKCA-Regulation (EU) 2017/745 on medical devices - fulfils the DIN 18040, ÖNORM B1600/1601 and SIA 500 requirements Article no.: HEWI 801.50B120 | https://catalog.hewi.com/en/p/80150B120 | https://catalog.hewi.com/storage/downloads/HEWI_801_50B120_en.pdf
801.50B1200 | HEWI Hinged support rail, rotatable | Hinged support rail, rotatable of the 801 ICONIC series - three-colour hinged support rail - Made of matt polyamide - Cantilever: 99 (pure white), Wall plate: 55 (aqua blue), Support: 36 (coral) - Two parallel rails, arranged on top of each other, joined by a connecting bend - For holding on to and for support - Weight capacity up to 100 kg - With continuous, corrosion resistant steel core and wall plate made of polyamide with integrated steel core - Can be folded upwards and, folded downwards with braking mechanism, in raised position can be turned to left or right towards the wall - for wall mounting with wall-specific HEWI fixing material (must be ordered separately) - sealing tape for sealing the fixing points is included in the scope of supply - Concealed mounting - Projection 850 mm, Height 259 mm and width 78 mm, Rail 33 mm in diameter - Toilet roll holder 801.50B011, Toilet flushing mechanism (radio) 801.50B060 and floor supports 950.50.021XA and 950.50.023XA retrofittable - Produced in accordance with Regulation (EU) 2017/745 on medical devices - Fulfils the DIN 18040 requirements, ÖNORM B1600/1601 and SIA 500 Article no.: HEWI 801.50B1200 | https://catalog.hewi.com/en/p/80150B1200 | https://catalog.hewi.com/storage/downloads/HEWI_801_50B1200_en.pdf
801.50B121 | HEWI Hinged support rail, rotatable | Range 801 Hinged support rail (rotatable) - fitted with a black arm pad - two parallel rails running one above the other joined by a connecting bend - for holding on to and providing support - weight capacity 100 kg - with continuous, corrosion resistant steel core and wall plate made of polyamide with integrated steel core - can be folded upwards and, folded downwards with braking mechanism, in raised position can be turned to left or right towards the wall - for wall mounting with wall-specific HEWI fixing material (must be ordered separately) - sealing tape for sealing the fixing points is included in the scope of supply - concealed fixing - 850 mm projection, 259 mm high and 78 mm deep, 33 mm rail diameter - arm pad made of PUR integral foam, length 295 mm - made of high-quality matt polyamide in HEWI colours 99 (pure white), 98 (signal white), 97 (light grey), 95 (stone grey) and 92 (anthracite grey) - toilet roll holder 801.50B011, WC flushing mechanism (radio-controlled) 801.50B060 and floor supports 950.50B021XA and 950.50B023XA for retrofitting - produced in accordance with CE- and UKCA-Regulation (EU) 2017/745 on medical devices - fulfils the DIN 18040, ÖNORM B1600/1601 and SIA 500 requirements Article no.: HEWI 801.50B121 | https://catalog.hewi.com/en/p/80150B121 | https://catalog.hewi.com/storage/downloads/HEWI_801_50B121_en.pdf
801.50B124S | HEWI Hinged support rail with floor support, rotating | Range 801 Hinged support rail (rotatable) - with floor support made to measure - two parallel rails running one above the other joined by a connecting bend - for holding on to and providing support - weight capacity 100 kg - with continuous, corrosion resistant steel core and wall plate made of polyamide with integrated steel core - can be folded upwards and, folded downwards with braking mechanism, in raised position can be turned to left or right towards the wall - for wall mounting with wall-specific HEWI fixing material (must be ordered separately) - sealing tape for sealing the fixing points is included in the scope of supply - concealed fixing - 850 mm projection, 259 mm high and 78 mm deep, 33 mm rail diameter - made of high-quality matt polyamide in HEWI colours 99 (pure white), 98 (signal white), 97 (light grey), 95 (stone grey) and 92 (anthracite grey) - toilet roll holder 801.50B011 and WC flushing mechanism (radio-controlled) 801.50B060 for retrofitting - produced in accordance with CE- and UKCA-Regulation (EU) 2017/745 on medical devices Article no.: HEWI 801.50B124S | https://catalog.hewi.com/en/p/80150B124S | https://catalog.hewi.com/storage/downloads/HEWI_801_50B124S_en.pdf
801.50B125S | HEWI Mobile hinged support rail with floor support, rotating | Range 801 mobile hinged support rail (rotatable) - with floor support made to measure - two parallel rails running one above the other joined by a connecting bend - for holding on to and providing support - weight capacity 100 kg - with continuous, corrosion resistant steel core - can be folded upwards and, folded downwards with braking mechanism, in raised position can be turned to left or right towards the wall - for mobile use - for easy and flexible retrofitting on existing, preassembled mounting plate 950.50.016, must be ordered separately - toolless and quick installation by simple attachment of the mobile hinged support rail - secured by fixing screw to prevent unintentional removal - 850 mm projection, 252 mm high and 78 mm deep, 33 mm rail diameter - made of high-quality matt polyamide in HEWI colours 99 (pure white), 98 (signal white), 97 (light grey), 95 (stone grey) and 92 (anthracite grey) - toilet roll holder 801.50B011 and WC flushing mechanism (radio-controlled) 801.50B060 for retrofitting - produced in accordance with CE- and UKCA-Regulation (EU) 2017/745 on medical devices Article no.: HEWI 801.50B125S | https://catalog.hewi.com/en/p/80150B125S | https://catalog.hewi.com/storage/downloads/HEWI_801_50B125S_en.pdf
801.50B126 | HEWI Hinged support rail, rotatable | Range 801 Hinged support rail (rotatable) - two parallel rails running one above the other joined by a connecting bend - for holding on to and providing support - weight capacity 100 kg - with continuous, corrosion resistant aluminium core and wall plate made of synthetic material with integrated steel core - can be folded upwards and, folded downwards with braking mechanism, in raised position can be turned to left or right towards the wall - for wall mounting with wall-specific HEWI fixing material (must be ordered separately) - sealing tape for sealing the fixing points is included in the scope of supply - concealed fixing - 850 mm projection, 259 mm high and 78 mm deep, 33 mm rail diameter - made of high-quality matt polyamide in HEWI colours 99 (pure white), 98 (signal white), 97 (light grey), 95 (stone grey) and 92 (anthracite grey) - toilet roll holder 801.50B011, WC flushing mechanism (radio-controlled) 801.50B060 and floor supports 950.50B021XA and 950.50B023XA for retrofitting - produced in accordance with CE- and UKCA-Regulation (EU) 2017/745 on medical devices - fulfils the DIN 18040 requirements Article no.: HEWI 801.50B126 | https://catalog.hewi.com/en/p/80150B126 | https://catalog.hewi.com/storage/downloads/HEWI_801_50B126_en.pdf
801.50B127 | HEWI Mobile hinged support rail, rotatable | Range 801 mobile hinged support rail (rotatable) - two parallel rails running one above the other joined by a connecting bend - for holding on to and providing support - weight capacity 100 kg - with continuous, corrosion resistant steel core - can be folded upwards and, folded downwards with braking mechanism, in raised position can be turned to left or right towards the wall - for mobile use - for easy and flexible retrofitting on existing, preassembled mounting plate 950.50.016, must be ordered separately - toolless and quick installation by simple attachment of the mobile hinged support rail - secured by fixing screw to prevent unintentional removal - 850 mm projection, 252 mm high and 78 mm deep, 33 mm rail diameter - made of high-quality matt polyamide in HEWI colours 99 (pure white), 98 (signal white), 97 (light grey), 95 (stone grey) and 92 (anthracite grey) - toilet roll holder 801.50B011, WC flushing mechanism (radio-controlled) 801.50B060 and floor supports 950.50B021XA and 950.50B023XA for retrofitting - produced in accordance with CE- and UKCA-Regulation (EU) 2017/745 on medical devices - fulfils the DIN 18040, ÖNORM B1600/1601 and SIA 500 requirements Article no.: HEWI 801.50B127 | https://catalog.hewi.com/en/p/80150B127 | https://catalog.hewi.com/storage/downloads/HEWI_801_50B127_en.pdf
801.50B128 | HEWI Mobile hinged support rail, rotatable | Range 801 mobile hinged support rail (rotatable) - fitted with a black arm pad - two parallel rails running one above the other joined by a connecting bend - for holding on to and providing support - weight capacity 100 kg - with continuous, corrosion resistant steel core - can be folded upwards and, folded downwards with braking mechanism, in raised position can be turned to left or right towards the wall - for mobile use - for easy and flexible retrofitting on existing, preassembled mounting plate 950.50.016, must be ordered separately - toolless and quick installation by simple attachment of the mobile hinged support rail - secured by fixing screw to prevent unintentional removal - 850 mm projection, 252 mm high and 78 mm deep, 33 mm rail diameter - arm pad made of PUR integral foam, length 295 mm - made of high-quality matt polyamide in HEWI colours 99 (pure white), 98 (signal white), 97 (light grey), 95 (stone grey) and 92 (anthracite grey) - toilet roll holder 801.50B011, WC flushing mechanism (radio-controlled) 801.50B060 and floor supports 950.50B021XA and 950.50B023XA for retrofitting - produced in accordance with CE- and UKCA-Regulation (EU) 2017/745 on medical devices - fulfils the DIN 18040, ÖNORM B1600/1601 and SIA 500 requirements Article no.: HEWI 801.50B128 | https://catalog.hewi.com/en/p/80150B128 | https://catalog.hewi.com/storage/downloads/HEWI_801_50B128_en.pdf
801.50B130 | HEWI Hinged support rail, rotatable | Range 801 Hinged support rail (rotatable) - two parallel rails running one above the other joined by a connecting bend - for holding on to and providing support - weight capacity 100 kg - with continuous, corrosion resistant steel core and wall plate made of polyamide with integrated steel core - can be folded upwards and, folded downwards with braking mechanism, in raised position can be turned to left or right towards the wall - for wall mounting with wall-specific HEWI fixing material (must be ordered separately) - sealing tape for sealing the fixing points is included in the scope of supply - concealed fixing - 900 mm projection, 259 mm high and 78 mm wide, 33 mm rail diameter - made of high-quality matt polyamide in HEWI colours 99 (pure white), 98 (signal white), 97 (light grey), 95 (stone grey) and 92 (anthracite grey) - toilet roll holder 801.50B011, WC flushing mechanism (radio-controlled) 801.50B060 and floor supports 950.50B021XA and 950.50B023XA for retrofitting - produced in accordance with CE- and UKCA-Regulation (EU) 2017/745 on medical devices - fulfils the ÖNORM B1600/1601 requirements Article no.: HEWI 801.50B130 | https://catalog.hewi.com/en/p/80150B130 | https://catalog.hewi.com/storage/downloads/HEWI_801_50B130_en.pdf
801.50B131 | HEWI Hinged support rail, rotatable | Range 801 Hinged support rail (rotatable) - fitted with a black arm pad - two parallel rails running one above the other joined by a connecting bend - for holding on to and providing support - weight capacity 100 kg - with continuous, corrosion resistant steel core and wall plate made of polyamide with integrated steel core - can be folded upwards and, folded downwards with braking mechanism, in raised position can be turned to left or right towards the wall - for wall mounting with wall-specific HEWI fixing material (must be ordered separately) - sealing tape for sealing the fixing points is included in the scope of supply - concealed fixing - 900 mm projection, 259 mm high and 78 mm wide, 33 mm rail diameter - arm pad made of PUR integral foam, length 295 mm - made of high-quality matt polyamide in HEWI colours 99 (pure white), 98 (signal white), 97 (light grey), 95 (stone grey) and 92 (anthracite grey) - toilet roll holder 801.50B011, WC flushing mechanism (radio-controlled) 801.50B060 and floor supports 950.50B021XA and 950.50B023XA for retrofitting - produced in accordance with CE- and UKCA-Regulation (EU) 2017/745 on medical devices - fulfils the ÖNORM B1600/1601 requirements Article no.: HEWI 801.50B131 | https://catalog.hewi.com/en/p/80150B131 | https://catalog.hewi.com/storage/downloads/HEWI_801_50B131_en.pdf
801.50B134S | HEWI Hinged support rail with floor support, rotating | Range 801 Hinged support rail (rotatable) - with floor support made to measure - two parallel rails running one above the other joined by a connecting bend - for holding on to and providing support - weight capacity 100 kg - with continuous, corrosion resistant steel core and wall plate made of polyamide with integrated steel core - can be folded upwards and, folded downwards with braking mechanism, in raised position can be turned to left or right towards the wall - for wall mounting with wall-specific HEWI fixing material (must be ordered separately) - sealing tape for sealing the fixing points is included in the scope of supply - concealed fixing - 900 mm projection, 259 mm high and 78 mm wide, 33 mm rail diameter - made of high-quality matt polyamide in HEWI colours 99 (pure white), 98 (signal white), 97 (light grey), 95 (stone grey) and 92 (anthracite grey) - toilet roll holder 801.50B011 and WC flushing mechanism (radio-controlled) 801.50B060 for retrofitting - produced in accordance with CE- and UKCA-Regulation (EU) 2017/745 on medical devices - fulfils the ÖNORM B1600/1601 requirements. Article no.: HEWI 801.50B134S | https://catalog.hewi.com/en/p/80150B134S | https://catalog.hewi.com/storage/downloads/HEWI_801_50B134S_en.pdf
801.50B135S | HEWI Mobile hinged support rail with floor support, rotating | Range 801 mobile hinged support rail (rotatable) - with floor support made to measure - two parallel rails running one above the other joined by a connecting bend - for holding on to and providing support - weight capacity 100 kg - with continuous, corrosion resistant steel core - can be folded upwards and, folded downwards with braking mechanism, in raised position can be turned to left or right towards the wall - for mobile use - for easy and flexible retrofitting on existing, preassembled mounting plate 950.50.016, must be ordered separately - toolless and quick installation by simple attachment of the mobile hinged support rail - secured by fixing screw to prevent unintentional removal - 900 mm projection, 252 mm high and 78 mm wide, 33 mm rail diameter - made of high-quality matt polyamide in HEWI colours 99 (pure white), 98 (signal white), 97 (light grey), 95 (stone grey) and 92 (anthracite grey) - toilet roll holder 801.50B011 and WC flushing mechanism (radio-controlled) 801.50B060 for retrofitting - produced in accordance with CE- and UKCA-Regulation (EU) 2017/745 on medical devices - fulfils the ÖNORM B1600/1601 requirements Article no.: HEWI 801.50B135S | https://catalog.hewi.com/en/p/80150B135S | https://catalog.hewi.com/storage/downloads/HEWI_801_50B135S_en.pdf
801.50B136 | HEWI Hinged support rail, rotatable | Range 801 Hinged support rail (rotatable) - two parallel rails running one above the other joined by a connecting bend - for holding on to and providing support - weight capacity 100 kg - with continuous, corrosion resistant aluminium core and wall plate made of synthetic material with integrated steel core - can be folded upwards and, folded downwards with braking mechanism, in raised position can be turned to left or right towards the wall - for wall mounting with wall-specific HEWI fixing material (must be ordered separately) - sealing tape for sealing the fixing points is included in the scope of supply - concealed fixing - 900 mm projection, 259 mm high and 78 mm wide, 33 mm rail diameter - made of high-quality matt polyamide in HEWI colours 99 (pure white), 98 (signal white), 97 (light grey), 95 (stone grey) and 92 (anthracite grey) - toilet roll holder 801.50B011, WC flushing mechanism (radio-controlled) 801.50B060 and floor supports 950.50B021XA and 950.50B023XA for retrofitting - produced in accordance with CE- and UKCA-Regulation (EU) 2017/745 on medical devices - fulfils the ÖNORM B1600/1601 requirements Article no.: HEWI 801.50B136 | https://catalog.hewi.com/en/p/80150B136 | https://catalog.hewi.com/storage/downloads/HEWI_801_50B136_en.pdf
801.50B137 | HEWI Mobile hinged support rail, rotatable | Range 801 mobile hinged support rail (rotatable) - two parallel rails running one above the other joined by a connecting bend - for holding on to and providing support - weight capacity 100 kg - with continuous, corrosion resistant steel core - can be folded upwards and, folded downwards with braking mechanism, in raised position can be turned to left or right towards the wall - for mobile use - for easy and flexible retrofitting on existing, preassembled mounting plate 950.50.016, must be ordered separately - toolless and quick installation by simple attachment of the mobile hinged support rail - secured by fixing screw to prevent unintentional removal - 900 mm projection, 252 mm high and 78 mm wide, 33 mm rail diameter - made of high-quality matt polyamide in HEWI colours 99 (pure white), 98 (signal white), 97 (light grey), 95 (stone grey) and 92 (anthracite grey) - toilet roll holder 801.50B011, WC flushing mechanism (radio-controlled) 801.50B060 and floor supports 950.50B021XA and 950.50B023XA for retrofitting - produced in accordance with CE- and UKCA-Regulation (EU) 2017/745 on medical devices - fulfils the ÖNORM B1600/1601 requirements Article no.: HEWI 801.50B137 | https://catalog.hewi.com/en/p/80150B137 | https://catalog.hewi.com/storage/downloads/HEWI_801_50B137_en.pdf
801.50B138 | HEWI Mobile hinged support rail, rotatable | Range 801 mobile hinged support rail (rotatable) - fitted with a black arm pad - two parallel rails running one above the other joined by a connecting bend - for holding on to and providing support - weight capacity 100 kg - with continuous, corrosion resistant steel core - can be folded upwards and, folded downwards with braking mechanism, in raised position can be turned to left or right towards the wall - for mobile use - for easy and flexible retrofitting on existing, preassembled mounting plate 950.50.016, must be ordered separately - toolless and quick installation by simple attachment of the mobile hinged support rail - secured by fixing screw to prevent unintentional removal - 900 mm projection, 252 mm high and 78 mm wide, 33 mm rail diameter - arm pad made of PUR integral foam, length 295 mm - made of high-quality matt polyamide in HEWI colours 99 (pure white), 98 (signal white), 97 (light grey), 95 (stone grey) and 92 (anthracite grey) - toilet roll holder 801.50B011, WC flushing mechanism (radio-controlled) 801.50B060 and floor supports 950.50B021XA and 950.50B023XA for retrofitting - produced in accordance with CE- and UKCA-Regulation (EU) 2017/745 on medical devices - fulfils the ÖNORM B1600/1601 requirements Article no.: HEWI 801.50B138 | https://catalog.hewi.com/en/p/80150B138 | https://catalog.hewi.com/storage/downloads/HEWI_801_50B138_en.pdf
801.50B140 | HEWI Hinged support rail, rotatable | Range 801 Hinged support rail (rotatable) - two parallel rails running one above the other joined by a connecting bend - for holding on to and providing support - weight capacity 100 kg - with continuous, corrosion resistant steel core and wall plate made of polyamide with integrated steel core - can be folded upwards and, folded downwards with braking mechanism, in raised position can be turned to left or right towards the wall - for wall mounting with wall-specific HEWI fixing material (must be ordered separately) - sealing tape for sealing the fixing points is included in the scope of supply - concealed fixing - 750 mm projection, 259 mm high and 78 mm wide, 33 mm rail diameter - made of high-quality matt polyamide in HEWI colours 99 (pure white), 98 (signal white), 97 (light grey), 95 (stone grey) and 92 (anthracite grey) - toilet roll holder 801.50B011, WC flushing mechanism (radio-controlled) 801.50B060 and floor supports 950.50B021XA and 950.50B023XA for retrofitting - produced in accordance with CE- and UKCA-Regulation (EU) 2017/745 on medical devices - fulfils the requirements applicable in Belgium (CWATUPE, WVG Vlaanderen) in respect of the projection of the hinged support rail on the toilet Article no.: HEWI 801.50B140 | https://catalog.hewi.com/en/p/80150B140 | https://catalog.hewi.com/storage/downloads/HEWI_801_50B140_en.pdf
801.50B141 | HEWI Hinged support rail, rotatable | Range 801 Hinged support rail (rotatable) - fitted with a black arm pad - two parallel rails running one above the other joined by a connecting bend - for holding on to and providing support - weight capacity 100 kg - with continuous, corrosion resistant steel core and wall plate made of polyamide with integrated steel core - can be folded upwards and, folded downwards with braking mechanism, in raised position can be turned to left or right towards the wall - for wall mounting with wall-specific HEWI fixing material (must be ordered separately) - sealing tape for sealing the fixing points is included in the scope of supply - concealed fixing - 750 mm projection, 259 mm high and 78 mm deep, 33 mm rail diameter - arm pad made of PUR integral foam, length 295 mm - made of high-quality matt polyamide in HEWI colours 99 (pure white), 98 (signal white), 97 (light grey), 95 (stone grey) and 92 (anthracite grey) - toilet roll holder 801.50B011, WC flushing mechanism (radio-controlled) 801.50B060 and floor supports 950.50B021XA and 950.50B023XA for retrofitting - produced in accordance with CE- and UKCA-Regulation (EU) 2017/745 on medical devices - fulfils the requirements applicable in Belgium (CWATUPE, WVG Vlaanderen) in respect of the projection of the hinged support rail on the toilet Article no.: HEWI 801.50B141 | https://catalog.hewi.com/en/p/80150B141 | https://catalog.hewi.com/storage/downloads/HEWI_801_50B141_en.pdf
801.50B144S | HEWI Hinged support rail with floor support, rotating | Range 801 Hinged support rail (rotatable) - with floor support made to measure - two parallel rails running one above the other joined by a connecting bend - for holding on to and providing support - weight capacity 100 kg - with continuous, corrosion resistant steel core and wall plate made of polyamide with integrated steel core - can be folded upwards and, folded downwards with braking mechanism, in raised position can be turned to left or right towards the wall - for wall mounting with wall-specific HEWI fixing material (must be ordered separately) - sealing tape for sealing the fixing points is included in the scope of supply - concealed fixing - 750 mm projection, 259 mm high and 78 mm wide, 33 mm rail diameter - made of high-quality matt polyamide in HEWI colours 99 (pure white), 98 (signal white), 97 (light grey), 95 (stone grey) and 92 (anthracite grey) - toilet roll holder 801.50B011 and WC flushing mechanism (radio-controlled) 801.50B060 for retrofitting - produced in accordance with CE- and UKCA-Regulation (EU) 2017/745 on medical devices - fulfils the requirements applicable in Belgium (CWATUPE, WVG Vlaanderen) in respect of the projection of the hinged support rail on the toilet Article no.: HEWI 801.50B144S | https://catalog.hewi.com/en/p/80150B144S | https://catalog.hewi.com/storage/downloads/HEWI_801_50B144S_en.pdf
801.50B145S | HEWI Mobile hinged support rail with floor support, rotating | Range 801 mobile hinged support rail (rotatable) - with floor support made to measure - two parallel rails running one above the other joined by a connecting bend - for holding on to and providing support - weight capacity 100 kg - with continuous, corrosion resistant steel core - can be folded upwards and, folded downwards with braking mechanism, in raised position can be turned to left or right towards the wall - for mobile use - for easy and flexible retrofitting on existing, preassembled mounting plate 950.50.016, must be ordered separately - toolless and quick installation by simple attachment of the mobile hinged support rail - secured by fixing screw to prevent unintentional removal - 750 mm projection, 252 mm high and 78 mm wide, 33 mm rail diameter - made of high-quality matt polyamide in HEWI colours 99 (pure white), 98 (signal white), 97 (light grey), 95 (stone grey) and 92 (anthracite grey) - toilet roll holder 801.50B011 and WC flushing mechanism (radio-controlled) 801.50B060 for retrofitting - produced in accordance with CE- and UKCA-Regulation (EU) 2017/745 on medical devices - fulfils the requirements applicable in Belgium (CWATUPE, WVG Vlaanderen) in respect of the projection of the hinged support rail on the toilet Article no.: HEWI 801.50B145S | https://catalog.hewi.com/en/p/80150B145S | https://catalog.hewi.com/storage/downloads/HEWI_801_50B145S_en.pdf
801.50B146 | HEWI Hinged support rail, rotatable | Range 801 Hinged support rail (rotatable) - two parallel rails running one above the other joined by a connecting bend - for holding on to and providing support - weight capacity 100 kg - with continuous, corrosion resistant aluminium core and wall plate made of synthetic material with integrated steel core - can be folded upwards and, folded downwards with braking mechanism, in raised position can be turned to left or right towards the wall - for wall mounting with wall-specific HEWI fixing material (must be ordered separately) - sealing tape for sealing the fixing points is included in the scope of supply - concealed fixing - 750 mm projection, 259 mm high and 78 mm wide, 33 mm rail diameter - made of high-quality matt polyamide in HEWI colours 99 (pure white), 98 (signal white), 97 (light grey), 95 (stone grey) and 92 (anthracite grey) - toilet roll holder 801.50B011, WC flushing mechanism (radio-controlled) 801.50B060 and floor supports 950.50B021XA and 950.50B023XA for retrofitting - produced in accordance with CE- and UKCA-Regulation (EU) 2017/745 on medical devices - fulfils the requirements applicable in Belgium (CWATUPE, WVG Vlaanderen) in respect of the projection of the hinged support rail on the toilet Article no.: HEWI 801.50B146 | https://catalog.hewi.com/en/p/80150B146 | https://catalog.hewi.com/storage/downloads/HEWI_801_50B146_en.pdf
801.50B147 | HEWI Mobile hinged support rail, rotatable | Range 801 mobile hinged support rail (rotatable) - two parallel rails running one above the other joined by a connecting bend - for holding on to and providing support - weight capacity 100 kg - with continuous, corrosion resistant steel core - can be folded upwards and, folded downwards with braking mechanism, in raised position can be turned to left or right towards the wall - for mobile use - for easy and flexible retrofitting on existing, preassembled mounting plate 950.50.016, must be ordered separately - toolless and quick installation by simple attachment of the mobile hinged support rail - secured by fixing screw to prevent unintentional removal - 750 mm projection, 252 mm high and 78 mm wide, 33 mm rail diameter - made of high-quality matt polyamide in HEWI colours 99 (pure white), 98 (signal white), 97 (light grey), 95 (stone grey) and 92 (anthracite grey) - toilet roll holder 801.50B011, WC flushing mechanism (radio-controlled) 801.50B060 and floor supports 950.50B021XA and 950.50B023XA for retrofitting - produced in accordance with CE- and UKCA-Regulation (EU) 2017/745 on medical devices - fulfils the requirements applicable in Belgium (CWATUPE, WVG Vlaanderen) in respect of the projection of the hinged support rail on the toilet Article no.: HEWI 801.50B147 | https://catalog.hewi.com/en/p/80150B147 | https://catalog.hewi.com/storage/downloads/HEWI_801_50B147_en.pdf
801.50B148 | HEWI Mobile hinged support rail, rotatable | Range 801 mobile hinged support rail (rotatable) - fitted with a black arm pad - two parallel rails running one above the other joined by a connecting bend - for holding on to and providing support - weight capacity 100 kg - with continuous, corrosion resistant steel core - can be folded upwards and, folded downwards with braking mechanism, in raised position can be turned to left or right towards the wall - for mobile use - for easy and flexible retrofitting on existing, preassembled mounting plate 950.50.016, must be ordered separately - toolless and quick installation by simple attachment of the mobile hinged support rail - secured by fixing screw to prevent unintentional removal - 750 mm projection, 252 mm high and 78 mm wide, 33 mm rail diameter - arm pad made of PUR integral foam, length 295 mm - made of high-quality matt polyamide in HEWI colours 99 (pure white), 98 (signal white), 97 (light grey), 95 (stone grey) and 92 (anthracite grey) - toilet roll holder 801.50B011, WC flushing mechanism (radio-controlled) 801.50B060 and floor supports 950.50B021XA and 950.50B023XA for retrofitting - produced in accordance with CE- and UKCA-Regulation (EU) 2017/745 on medical devices - fulfils the requirements applicable in Belgium (CWATUPE, WVG Vlaanderen) in respect of the projection of the hinged support rail on the toilet Article no.: HEWI 801.50B148 | https://catalog.hewi.com/en/p/80150B148 | https://catalog.hewi.com/storage/downloads/HEWI_801_50B148_en.pdf
801.50B200 | HEWI Hinged support rail | Range 801 Hinged support rail - two parallel rails running one above the other joined by a connecting bend - for holding on to and providing support - weight capacity 100 kg - with continuous, corrosion resistant steel core and wall plate made of polyamide with integrated steel core - can be folded upwards and, folded downwards with braking mechanism - for wall mounting with wall-specific HEWI fixing material (must be ordered separately) - sealing tape for sealing the fixing points is included in the scope of supply - concealed fixing - 600 mm projection, 259 mm high and 78 mm deep, 33 mm rail diameter - made of high-quality matt polyamide in HEWI colours 99 (pure white), 98 (signal white), 97 (light grey), 95 (stone grey) and 92 (anthracite grey) - toilet roll holder 801.50B011, WC flushing mechanism (radio-controlled) 801.50B060 and floor supports 950.50B021XA and 950.50B023XA for retrofitting - produced in accordance with CE- and UKCA-Regulation (EU) 2017/745 on medical devices - fulfils the DIN 18040 requirements Article no.: HEWI 801.50B200 | https://catalog.hewi.com/en/p/80150B200 | https://catalog.hewi.com/storage/downloads/HEWI_801_50B200_en.pdf
801.50B2000 | HEWI Hinged support rail | Series 801 ICONIC Hinged support rail - three-colour hinged support rail - Made of matt polyamide - Cantilever: 99 (pure white), Wall plate: 55 (aqua blue), Support: 36 (coral) - Two parallel rails, arranged on top of each other, joined by a connecting bend - For holding on to and for support - Weight capacity up to 100 kg - With continuous, corrosion resistant steel core and wall plate made of polyamide with integrated steel core - Can be folded upwards and folded downwards with braked movement - for wall mounting with wall-specific HEWI fixing material (must be ordered separately) - sealing tape for sealing the fixing points is included in the scope of supply - Concealed mounting - Projection 600 mm, Height 259 mm and width 78 mm, Rail 33 mm in diameter - Toilet roll holder 801.50B011, Toilet flushing mechanism (radio) 801.50B060 and floor supports 950.50.021XA and 950.50.023XA retrofittable - Produced in accordance with Regulation (EU) 2017/745 on medical devices - Fulfils the DIN 18040 requirements Article no.: HEWI 801.50B2000 | https://catalog.hewi.com/en/p/80150B2000 | https://catalog.hewi.com/storage/downloads/HEWI_801_50B2000_en.pdf
801.50B2001 | HEWI Hinged support rail | Series 801 ICONIC Hinged support rail - Three-colour folding support rail - Made of matt polyamide - Cantilever: 74 (apple green), Wall plate: 72 (may green), Support: 36 (coral) - Two parallel rails, arranged on top of each other, joined by a connecting bend - For holding on to and for support - Weight capacity up to 100 kg - With continuous, corrosion resistant steel core and wall plate made of polyamide with integrated steel core - Can be folded upwards and folded downwards with braked movement - for wall mounting with wall-specific HEWI fixing material (must be ordered separately) - sealing tape for sealing the fixing points is included in the scope of supply - Concealed mounting - Projection 600 mm, Height 259 mm and width 78 mm, Rail 33 mm in diameter - Toilet roll holder 801.50B011, Toilet flushing mechanism (radio) 801.50B060 and floor supports 950.50.021XA and 950.50.023XA retrofittable - Produced in accordance with Regulation (EU) 2017/745 on medical devices - Fulfils the DIN 18040 requirements Article no.: HEWI 801.50B2001 | https://catalog.hewi.com/en/p/80150B2001 | https://catalog.hewi.com/storage/downloads/HEWI_801_50B2001_en.pdf
801.50B2002 | HEWI Hinged support rail | Series 801 ICONIC Hinged support rail - Three-coloured folding support rail - Made of matt polyamide - Cantilever: 55 (aqua blue), Wall plate: 50 (steel blue), Support: 74 (apple green) - Two parallel rails, arranged on top of each other, joined by a connecting bend - For holding on to and for support - Weight capacity up to 100 kg - With continuous, corrosion resistant steel core and wall plate made of polyamide with integrated steel core - Can be folded upwards and folded downwards with braked movement - for wall mounting with wall-specific HEWI fixing material (must be ordered separately) - sealing tape for sealing the fixing points is included in the scope of supply - Concealed mounting - Projection 600 mm, Height 259 mm and width 78 mm, Rail 33 mm in diameter - Toilet roll holder 801.50B011, Toilet flushing mechanism (radio) 801.50B060 and floor supports 950.50.021XA and 950.50.023XA retrofittable - Produced in accordance with Regulation (EU) 2017/745 on medical devices - Fulfils the DIN 18040 requirements Article no.: HEWI 801.50B2002 | https://catalog.hewi.com/en/p/80150B2002 | https://catalog.hewi.com/storage/downloads/HEWI_801_50B2002_en.pdf
801.50B201 | HEWI Hinged support rail | Range 801 Hinged support rail - fitted with a black arm pad - two parallel rails running one above the other joined by a connecting bend - for holding on to and providing support - weight capacity 100 kg - with continuous, corrosion resistant steel core and wall plate made of polyamide with integrated steel core - can be folded upwards and, folded downwards with braking mechanism - for wall mounting with wall-specific HEWI fixing material (must be ordered separately) - sealing tape for sealing the fixing points is included in the scope of supply - concealed fixing - 600 mm projection, 259 mm high and 78 mm deep, 33 mm rail diameter - arm pad made of PUR integral foam, length 295 mm - made of high-quality matt polyamide in HEWI colours 99 (pure white), 98 (signal white), 97 (light grey), 95 (stone grey) and 92 (anthracite grey) - toilet roll holder 801.50B011, WC flushing mechanism (radio-controlled) 801.50B060 and floor supports 950.50B021XA and 950.50B023XA for retrofitting - produced in accordance with CE- and UKCA-Regulation (EU) 2017/745 on medical devices - fulfils the DIN 18040 requirements Article no.: HEWI 801.50B201 | https://catalog.hewi.com/en/p/80150B201 | https://catalog.hewi.com/storage/downloads/HEWI_801_50B201_en.pdf
801.50B204S | HEWI Hinged support rail with floor support | Range 801 Hinged support rail - with floor support made to measure - two parallel rails running one above the other joined by a connecting bend - for holding on to and providing support - weight capacity 100 kg - with continuous, corrosion resistant steel core and wall plate made of polyamide with integrated steel core - can be folded upwards and, folded downwards with braking mechanism - for wall mounting with wall-specific HEWI fixing material (must be ordered separately) - sealing tape for sealing the fixing points is included in the scope of supply - concealed fixing - 600 mm projection, 259 mm high and 78 mm deep, 33 mm rail diameter - made of high-quality matt polyamide in HEWI colours 99 (pure white), 98 (signal white), 97 (light grey), 95 (stone grey) and 92 (anthracite grey) - toilet roll holder 801.50B011 and WC flushing mechanism (radio-controlled) 801.50B060 for retrofitting - produced in accordance with CE- and UKCA-Regulation (EU) 2017/745 on medical devices Article no.: HEWI 801.50B204S | https://catalog.hewi.com/en/p/80150B204S | https://catalog.hewi.com/storage/downloads/HEWI_801_50B204S_en.pdf
801.50B205S | HEWI Mobile hinged support rail with floor support | Range 801 mobile hinged support rail - with floor support made to measure - two parallel rails running one above the other joined by a connecting bend - for holding on to and providing support - weight capacity 100 kg - with continuous, corrosion resistant steel core - can be folded upwards and, folded downwards with braking mechanism - for mobile use - for easy and flexible retrofitting on existing, preassembled mounting plate 950.50.016, must be ordered separately - toolless and quick installation by simple attachment of the mobile hinged support rail - secured by fixing screw to prevent unintentional removal - 600 mm projection, 252 mm high and 78 mm deep, 33 mm rail diameter - made of high-quality matt polyamide in HEWI colours 99 (pure white), 98 (signal white), 97 (light grey), 95 (stone grey) and 92 (anthracite grey) - toilet roll holder 801.50B011 and WC flushing mechanism (radio-controlled) 801.50B060 for retrofitting - produced in accordance with CE- and UKCA-Regulation (EU) 2017/745 on medical devices Article no.: HEWI 801.50B205S | https://catalog.hewi.com/en/p/80150B205S | https://catalog.hewi.com/storage/downloads/HEWI_801_50B205S_en.pdf
801.50B206 | HEWI Hinged support rail | Range 801 Hinged support rail - two parallel rails running one above the other joined by a connecting bend - for holding on to and providing support - weight capacity 100 kg - with continuous, corrosion resistant aluminium core and wall plate made of synthetic material with integrated steel core - can be folded upwards and, folded downwards with braking mechanism - for wall mounting with wall-specific HEWI fixing material (must be ordered separately) - sealing tape for sealing the fixing points is included in the scope of supply - concealed fixing - 600 mm projection, 259 mm high and 78 mm deep, 33 mm rail diameter - made of high-quality matt polyamide in HEWI colours 99 (pure white), 98 (signal white), 97 (light grey), 95 (stone grey) and 92 (anthracite grey) - toilet roll holder 801.50B011, WC flushing mechanism (radio-controlled) 801.50B060 and floor supports 950.50B021XA and 950.50B023XA for retrofitting - produced in accordance with CE- and UKCA-Regulation (EU) 2017/745 on medical devices - fulfils the DIN 18040 requirements Article no.: HEWI 801.50B206 | https://catalog.hewi.com/en/p/80150B206 | https://catalog.hewi.com/storage/downloads/HEWI_801_50B206_en.pdf
801.50B207 | HEWI Mobile hinged support rail | Range 801 mobile hinged support rail - two parallel rails running one above the other joined by a connecting bend - for holding on to and providing support - weight capacity 100 kg - with continuous, corrosion resistant steel core - can be folded upwards and, folded downwards with braking mechanism - for mobile use - for easy and flexible retrofitting on existing, preassembled mounting plate 950.50.016, must be ordered separately - toolless and quick installation by simple attachment of the mobile hinged support rail - secured by fixing screw to prevent unintentional removal - 600 mm projection, 252 mm high and 78 mm deep, 33 mm rail diameter - made of high-quality matt polyamide in HEWI colours 99 (pure white), 98 (signal white), 97 (light grey), 95 (stone grey) and 92 (anthracite grey) - toilet roll holder 801.50B011, WC flushing mechanism (radio-controlled) 801.50B060 and floor supports 950.50B021XA and 950.50B023XA for retrofitting - produced in accordance with CE- and UKCA-Regulation (EU) 2017/745 on medical devices - fulfils the DIN 18040 requirements Article no.: HEWI 801.50B207 | https://catalog.hewi.com/en/p/80150B207 | https://catalog.hewi.com/storage/downloads/HEWI_801_50B207_en.pdf
801.50B208 | HEWI Mobile hinged support rail | Range 801 mobile hinged support rail - fitted with a black arm pad - two parallel rails running one above the other joined by a connecting bend - for holding on to and providing support - weight capacity 100 kg - with continuous, corrosion resistant steel core - can be folded upwards and, folded downwards with braking mechanism - for mobile use - for easy and flexible retrofitting on existing, preassembled mounting plate 950.50.016, must be ordered separately - toolless and quick installation by simple attachment of the mobile hinged support rail - secured by fixing screw to prevent unintentional removal - 600 mm projection, 252 mm high and 78 mm deep, 33 mm rail diameter - arm pad made of PUR integral foam, length 295 mm - made of high-quality matt polyamide in HEWI colours 99 (pure white), 98 (signal white), 97 (light grey), 95 (stone grey) and 92 (anthracite grey) - toilet roll holder 801.50B011, WC flushing mechanism (radio-controlled) 801.50B060 and floor supports 950.50B021XA and 950.50B023XA for retrofitting - produced in accordance with CE- and UKCA-Regulation (EU) 2017/745 on medical devices - fulfils the DIN 18040 requirements Article no.: HEWI 801.50B208 | https://catalog.hewi.com/en/p/80150B208 | https://catalog.hewi.com/storage/downloads/HEWI_801_50B208_en.pdf
801.50B210 | HEWI Hinged support rail | Range 801 Hinged support rail - two parallel rails running one above the other joined by a connecting bend - for holding on to and providing support - weight capacity 100 kg - with continuous, corrosion resistant steel core and wall plate made of polyamide with integrated steel core - can be folded upwards and, folded downwards with braking mechanism - for wall mounting with wall-specific HEWI fixing material (must be ordered separately) - sealing tape for sealing the fixing points is included in the scope of supply - concealed fixing - 700 mm projection, 259 mm high and 78 mm deep, 33 mm rail diameter - made of high-quality matt polyamide in HEWI colours 99 (pure white), 98 (signal white), 97 (light grey), 95 (stone grey) and 92 (anthracite grey) - toilet roll holder 801.50B011, WC flushing mechanism (radio-controlled) 801.50B060 and floor supports 950.50B021XA and 950.50B023XA for retrofitting - produced in accordance with CE- and UKCA-Regulation (EU) 2017/745 on medical devices - fulfils the ÖNORM B1600/1601 and SIA 500 requirements Article no.: HEWI 801.50B210 | https://catalog.hewi.com/en/p/80150B210 | https://catalog.hewi.com/storage/downloads/HEWI_801_50B210_en.pdf
801.50B2100 | HEWI Hinged support rail | Series 801 ICONIC Hinged support rail - three-colour hinged support rail - Made of matt polyamide - Cantilever: 99 (pure white), Wall plate: 55 (aqua blue), Support: 36 (coral) - Two parallel rails, arranged on top of each other, joined by a connecting bend - For holding on to and for support - Weight capacity up to 100 kg - With continuous, corrosion resistant steel core and wall plate made of polyamide with integrated steel core - Can be folded upwards and folded downwards with braked movement - for wall mounting with wall-specific HEWI fixing material (must be ordered separately) - sealing tape for sealing the fixing points is included in the scope of supply - Concealed mounting - Projection 700 mm, Height 259 mm and width 78 mm, Rail 33 mm in diameter - Toilet roll holder 801.50B011, Toilet flushing mechanism (radio) 801.50B060 and floor supports 950.50.021XA and 950.50.023XA retrofittable - Produced in accordance with Regulation (EU) 2017/745 on medical devices - Fulfils the ÖNORM B1600/1601 and SIA 500 requirements Article no.: HEWI 801.50B2100 | https://catalog.hewi.com/en/p/80150B2100 | https://catalog.hewi.com/storage/downloads/HEWI_801_50B2100_en.pdf
801.50B211 | HEWI Hinged support rail | Range 801 Hinged support rail - fitted with a black arm pad - two parallel rails running one above the other joined by a connecting bend - for holding on to and providing support - weight capacity 100 kg - with continuous, corrosion resistant steel core and wall plate made of polyamide with integrated steel core - can be folded upwards and, folded downwards with braking mechanism - for wall mounting with wall-specific HEWI fixing material (must be ordered separately) - sealing tape for sealing the fixing points is included in the scope of supply - concealed fixing - 700 mm projection, 259 mm high and 78 mm deep, 33 mm rail diameter - arm pad made of PUR integral foam, length 295 mm - made of high-quality matt polyamide in HEWI colours 99 (pure white), 98 (signal white), 97 (light grey), 95 (stone grey) and 92 (anthracite grey) - toilet roll holder 801.50B011, WC flushing mechanism (radio-controlled) 801.50B060 and floor supports 950.50B021XA and 950.50B023XA for retrofitting - produced in accordance with CE- and UKCA-Regulation (EU) 2017/745 on medical devices - fulfils the ÖNORM B1600/1601 and SIA 500 requirements Article no.: HEWI 801.50B211 | https://catalog.hewi.com/en/p/80150B211 | https://catalog.hewi.com/storage/downloads/HEWI_801_50B211_en.pdf
801.50B214S | HEWI Hinged support rail with floor support | Range 801 Hinged support rail - with floor support made to measure - two parallel rails running one above the other joined by a connecting bend - for holding on to and providing support - weight capacity 100 kg - with continuous, corrosion resistant steel core and wall plate made of polyamide with integrated steel core - can be folded upwards and, folded downwards with braking mechanism - for wall mounting with wall-specific HEWI fixing material (must be ordered separately) - sealing tape for sealing the fixing points is included in the scope of supply - concealed fixing - 700 mm projection, 259 mm high and 78 mm deep, 33 mm rail diameter - made of high-quality matt polyamide in HEWI colours 99 (pure white), 98 (signal white), 97 (light grey), 95 (stone grey) and 92 (anthracite grey) - toilet roll holder 801.50B011 and WC flushing mechanism (radio-controlled) 801.50B060 for retrofitting - produced in accordance with CE- and UKCA-Regulation (EU) 2017/745 on medical devices Article no.: HEWI 801.50B214S | https://catalog.hewi.com/en/p/80150B214S | https://catalog.hewi.com/storage/downloads/HEWI_801_50B214S_en.pdf
801.50B215S | HEWI Mobile hinged support rail with floor support | Range 801 mobile hinged support rail - with floor support made to measure - two parallel rails running one above the other joined by a connecting bend - for holding on to and providing support - weight capacity 100 kg - with continuous, corrosion resistant steel core - can be folded upwards and, folded downwards with braking mechanism - for mobile use - for easy and flexible retrofitting on existing, preassembled mounting plate 950.50.016, must be ordered separately - toolless and quick installation by simple attachment of the mobile hinged support rail - secured by fixing screw to prevent unintentional removal - 700 mm projection, 252 mm high and 78 mm deep, 33 mm rail diameter - made of high-quality matt polyamide in HEWI colours 99 (pure white), 98 (signal white), 97 (light grey), 95 (stone grey) and 92 (anthracite grey) - toilet roll holder 801.50B011 and WC flushing mechanism (radio-controlled) 801.50B060 for retrofitting - produced in accordance with CE- and UKCA-Regulation (EU) 2017/745 on medical devices Article no.: HEWI 801.50B215S | https://catalog.hewi.com/en/p/80150B215S | https://catalog.hewi.com/storage/downloads/HEWI_801_50B215S_en.pdf
801.50B216 | HEWI Hinged support rail | Range 801 Hinged support rail - two parallel rails running one above the other joined by a connecting bend - for holding on to and providing support - weight capacity 100 kg - with continuous, corrosion resistant aluminium core and wall plate made of synthetic material with integrated steel core - can be folded upwards and, folded downwards with braking mechanism - for wall mounting with wall-specific HEWI fixing material (must be ordered separately) - sealing tape for sealing the fixing points is included in the scope of supply - concealed fixing - 700 mm projection, 259 mm high and 78 mm deep, 33 mm rail diameter - made of high-quality matt polyamide in HEWI colours 99 (pure white), 98 (signal white), 97 (light grey), 95 (stone grey) and 92 (anthracite grey) - toilet roll holder 801.50B011, WC flushing mechanism (radio-controlled) 801.50B060 and floor supports 950.50B021XA and 950.50B023XA for retrofitting - produced in accordance with CE- and UKCA-Regulation (EU) 2017/745 on medical devices - fulfils the DIN 18040 requirements Article no.: HEWI 801.50B216 | https://catalog.hewi.com/en/p/80150B216 | https://catalog.hewi.com/storage/downloads/HEWI_801_50B216_en.pdf
801.50B217 | HEWI Mobile hinged support rail | Range 801 mobile hinged support rail - two parallel rails running one above the other joined by a connecting bend - for holding on to and providing support - weight capacity 100 kg - with continuous, corrosion resistant steel core - can be folded upwards and, folded downwards with braking mechanism - for mobile use - for easy and flexible retrofitting on existing, preassembled mounting plate 950.50.016, must be ordered separately - toolless and quick installation by simple attachment of the mobile hinged support rail - secured by fixing screw to prevent unintentional removal - 700 mm projection, 252 mm high and 78 mm deep, 33 mm rail diameter - made of high-quality matt polyamide in HEWI colours 99 (pure white), 98 (signal white), 97 (light grey), 95 (stone grey) and 92 (anthracite grey) - toilet roll holder 801.50B011, WC flushing mechanism (radio-controlled) 801.50B060 and floor supports 950.50B021XA and 950.50B023XA for retrofitting - produced in accordance with CE- and UKCA-Regulation (EU) 2017/745 on medical devices - fulfils the ÖNORM B1600/1601 and SIA 500 requirements Article no.: HEWI 801.50B217 | https://catalog.hewi.com/en/p/80150B217 | https://catalog.hewi.com/storage/downloads/HEWI_801_50B217_en.pdf
801.50B218 | HEWI Mobile hinged support rail | Range 801 mobile hinged support rail - fitted with a black arm pad - two parallel rails running one above the other joined by a connecting bend - for holding on to and providing support - weight capacity 100 kg - with continuous, corrosion resistant steel core - can be folded upwards and, folded downwards with braking mechanism - for mobile use - for easy and flexible retrofitting on existing, preassembled mounting plate 950.50.016, must be ordered separately - toolless and quick installation by simple attachment of the mobile hinged support rail - secured by fixing screw to prevent unintentional removal - 700 mm projection, 252 mm high and 78 mm deep, 33 mm rail diameter - arm pad made of PUR integral foam, length 295 mm - made of high-quality matt polyamide in HEWI colours 99 (pure white), 98 (signal white), 97 (light grey), 95 (stone grey) and 92 (anthracite grey) - toilet roll holder 801.50B011, WC flushing mechanism (radio-controlled) 801.50B060 and floor supports 950.50B021XA and 950.50B023XA for retrofitting - produced in accordance with CE- and UKCA-Regulation (EU) 2017/745 on medical devices - fulfils the ÖNORM B1600/1601 and SIA 500 requirements Article no.: HEWI 801.50B218 | https://catalog.hewi.com/en/p/80150B218 | https://catalog.hewi.com/storage/downloads/HEWI_801_50B218_en.pdf
801.50B220 | HEWI Hinged support rail | Range 801 Hinged support rail - two parallel rails running one above the other joined by a connecting bend - for holding on to and providing support - weight capacity 100 kg - with continuous, corrosion resistant steel core and wall plate made of polyamide with integrated steel core - can be folded upwards and, folded downwards with braking mechanism - for wall mounting with wall-specific HEWI fixing material (must be ordered separately) - sealing tape for sealing the fixing points is included in the scope of supply - concealed fixing - 850 mm projection, 259 mm high and 78 mm deep, 33 mm rail diameter - made of high-quality matt polyamide in HEWI colours 99 (pure white), 98 (signal white), 97 (light grey), 95 (stone grey) and 92 (anthracite grey) - toilet roll holder 801.50B011, WC flushing mechanism (radio-controlled) 801.50B060 and floor supports 950.50B021XA and 950.50B023XA for retrofitting - produced in accordance with CE- and UKCA-Regulation (EU) 2017/745 on medical devices - fulfils the DIN 18040, ÖNORM B1600/1601 and SIA 500 requirements Article no.: HEWI 801.50B220 | https://catalog.hewi.com/en/p/80150B220 | https://catalog.hewi.com/storage/downloads/HEWI_801_50B220_en.pdf
801.50B2200 | HEWI Hinged support rail | Series 801 ICONIC Hinged support rail - three-colour hinged support rail - Made of matt polyamide - Cantilever: 99 (pure white), Wall plate: 55 (aqua blue), Support: 36 (coral) - Two parallel rails, arranged on top of each other, joined by a connecting bend - For holding on to and for support - Weight capacity up to 100 kg - With continuous, corrosion resistant steel core and wall plate made of polyamide with integrated steel core - Can be folded upwards and folded downwards with braked movement - for wall mounting with wall-specific HEWI fixing material (must be ordered separately) - sealing tape for sealing the fixing points is included in the scope of supply - Concealed mounting - Projection 850 mm, Height 259 mm and width 78 mm, Rail 33 mm in diameter - Toilet roll holder 801.50B011, Toilet flushing mechanism (radio) 801.50B060 and floor supports 950.50.021XA and 950.50.023XA retrofittable - Produced in accordance with Regulation (EU) 2017/745 on medical devices - Fulfils the DIN 18040 requirements, ÖNORM B1600/1601 and SIA 500 Article no.: HEWI 801.50B2200 | https://catalog.hewi.com/en/p/80150B2200 | https://catalog.hewi.com/storage/downloads/HEWI_801_50B2200_en.pdf
801.50B221 | HEWI Hinged support rail | Range 801 Hinged support rail - fitted with a black arm pad - two parallel rails running one above the other joined by a connecting bend - for holding on to and providing support - weight capacity 100 kg - with continuous, corrosion resistant steel core and wall plate made of polyamide with integrated steel core - can be folded upwards and, folded downwards with braking mechanism - for wall mounting with wall-specific HEWI fixing material (must be ordered separately) - sealing tape for sealing the fixing points is included in the scope of supply - concealed fixing - 850 mm projection, 259 mm high and 78 mm deep, 33 mm rail diameter - arm pad made of PUR integral foam, length 295 mm - made of high-quality matt polyamide in HEWI colours 99 (pure white), 98 (signal white), 97 (light grey), 95 (stone grey) and 92 (anthracite grey) - toilet roll holder 801.50B011, WC flushing mechanism (radio-controlled) 801.50B060 and floor supports 950.50B021XA and 950.50B023XA for retrofitting - produced in accordance with CE- and UKCA-Regulation (EU) 2017/745 on medical devices - fulfils the DIN 18040, ÖNORM B1600/1601 and SIA 500 requirements Article no.: HEWI 801.50B221 | https://catalog.hewi.com/en/p/80150B221 | https://catalog.hewi.com/storage/downloads/HEWI_801_50B221_en.pdf
801.50B224S | HEWI Hinged support rail with floor support | Range 801 Hinged support rail - with floor support made to measure - two parallel rails running one above the other joined by a connecting bend - for holding on to and providing support - weight capacity 100 kg - with continuous, corrosion resistant steel core and wall plate made of polyamide with integrated steel core - can be folded upwards and, folded downwards with braking mechanism - for wall mounting with wall-specific HEWI fixing material (must be ordered separately) - sealing tape for sealing the fixing points is included in the scope of supply - concealed fixing - 850 mm projection, 259 mm high and 78 mm deep, 33 mm rail diameter - made of high-quality matt polyamide in HEWI colours 99 (pure white), 98 (signal white), 97 (light grey), 95 (stone grey) and 92 (anthracite grey) - toilet roll holder 801.50B011 and WC flushing mechanism (radio-controlled) 801.50B060 for retrofitting - produced in accordance with CE- and UKCA-Regulation (EU) 2017/745 on medical devices Article no.: HEWI 801.50B224S | https://catalog.hewi.com/en/p/80150B224S | https://catalog.hewi.com/storage/downloads/HEWI_801_50B224S_en.pdf
801.50B225S | HEWI Mobile hinged support rail with floor support | Range 801 mobile hinged support rail - with floor support made to measure - two parallel rails running one above the other joined by a connecting bend - for holding on to and providing support - weight capacity 100 kg - with continuous, corrosion resistant steel core - can be folded upwards and, folded downwards with braking mechanism - for mobile use - for easy and flexible retrofitting on existing, preassembled mounting plate 950.50.016, must be ordered separately - toolless and quick installation by simple attachment of the mobile hinged support rail - secured by fixing screw to prevent unintentional removal - 850 mm projection, 252 mm high and 78 mm deep, 33 mm rail diameter - made of high-quality matt polyamide in HEWI colours 99 (pure white), 98 (signal white), 97 (light grey), 95 (stone grey) and 92 (anthracite grey) - toilet roll holder 801.50B011 and WC flushing mechanism (radio-controlled) 801.50B060 for retrofitting - produced in accordance with CE- and UKCA-Regulation (EU) 2017/745 on medical devices Article no.: HEWI 801.50B225S | https://catalog.hewi.com/en/p/80150B225S | https://catalog.hewi.com/storage/downloads/HEWI_801_50B225S_en.pdf
801.50B226 | HEWI Hinged support rail | Range 801 Hinged support rail - two parallel rails running one above the other joined by a connecting bend - for holding on to and providing support - weight capacity 100 kg - with continuous, corrosion resistant aluminium core and wall plate made of synthetic material with integrated steel core - can be folded upwards and, folded downwards with braking mechanism - for wall mounting with wall-specific HEWI fixing material (must be ordered separately) - sealing tape for sealing the fixing points is included in the scope of supply - concealed fixing - 850 mm projection, 259 mm high and 78 mm deep, 33 mm rail diameter - made of high-quality matt polyamide in HEWI colours 99 (pure white), 98 (signal white), 97 (light grey), 95 (stone grey) and 92 (anthracite grey) - toilet roll holder 801.50B011, WC flushing mechanism (radio-controlled) 801.50B060 and floor supports 950.50B021XA and 950.50B023XA for retrofitting - produced in accordance with CE- and UKCA-Regulation (EU) 2017/745 on medical devices - fulfils the DIN 18040 requirements Article no.: HEWI 801.50B226 | https://catalog.hewi.com/en/p/80150B226 | https://catalog.hewi.com/storage/downloads/HEWI_801_50B226_en.pdf
801.50B227 | HEWI Mobile hinged support rail | Range 801 mobile hinged support rail - two parallel rails running one above the other joined by a connecting bend - for holding on to and providing support - weight capacity 100 kg - with continuous, corrosion resistant steel core - can be folded upwards and, folded downwards with braking mechanism - for mobile use - for easy and flexible retrofitting on existing, preassembled mounting plate 950.50.016, must be ordered separately - toolless and quick installation by simple attachment of the mobile hinged support rail - secured by fixing screw to prevent unintentional removal - 850 mm projection, 252 mm high and 78 mm deep, 33 mm rail diameter - made of high-quality matt polyamide in HEWI colours 99 (pure white), 98 (signal white), 97 (light grey), 95 (stone grey) and 92 (anthracite grey) - toilet roll holder 801.50B011, WC flushing mechanism (radio-controlled) 801.50B060 and floor supports 950.50B021XA and 950.50B023XA for retrofitting - produced in accordance with CE- and UKCA-Regulation (EU) 2017/745 on medical devices - fulfils the DIN 18040, ÖNORM B1600/1601 and SIA 500 requirements Article no.: HEWI 801.50B227 | https://catalog.hewi.com/en/p/80150B227 | https://catalog.hewi.com/storage/downloads/HEWI_801_50B227_en.pdf
801.50B228 | HEWI Mobile hinged support rail | Range 801 mobile hinged support rail - fitted with a black arm pad - two parallel rails running one above the other joined by a connecting bend - for holding on to and providing support - weight capacity 100 kg - with continuous, corrosion resistant steel core - can be folded upwards and, folded downwards with braking mechanism - for mobile use - for easy and flexible retrofitting on existing, preassembled mounting plate 950.50.016, must be ordered separately - toolless and quick installation by simple attachment of the mobile hinged support rail - secured by fixing screw to prevent unintentional removal - 850 mm projection, 252 mm high and 78 mm deep, 33 mm rail diameter - arm pad made of PUR integral foam, length 295 mm - made of high-quality matt polyamide in HEWI colours 99 (pure white), 98 (signal white), 97 (light grey), 95 (stone grey) and 92 (anthracite grey) - toilet roll holder 801.50B011, WC flushing mechanism (radio-controlled) 801.50B060 and floor supports 950.50B021XA and 950.50B023XA for retrofitting - produced in accordance with CE- and UKCA-Regulation (EU) 2017/745 on medical devices - fulfils the DIN 18040, ÖNORM B1600/1601 and SIA 500 requirements Article no.: HEWI 801.50B228 | https://catalog.hewi.com/en/p/80150B228 | https://catalog.hewi.com/storage/downloads/HEWI_801_50B228_en.pdf
801.50B230 | HEWI Hinged support rail | Range 801 Hinged support rail - two parallel rails running one above the other joined by a connecting bend - for holding on to and providing support - weight capacity 100 kg - with continuous, corrosion resistant steel core and wall plate made of polyamide with integrated steel core - can be folded upwards and, folded downwards with braking mechanism - for wall mounting with wall-specific HEWI fixing material (must be ordered separately) - sealing tape for sealing the fixing points is included in the scope of supply - concealed fixing - 900 mm projection, 259 mm high and 78 mm wide, 33 mm rail diameter - made of high-quality matt polyamide in HEWI colours 99 (pure white), 98 (signal white), 97 (light grey), 95 (stone grey) and 92 (anthracite grey) - toilet roll holder 801.50B011, WC flushing mechanism (radio-controlled) 801.50B060 and floor supports 950.50B021XA and 950.50B023XA for retrofitting - produced in accordance with CE- and UKCA-Regulation (EU) 2017/745 on medical devices - fulfils the ÖNORM B1600/1601 requirements Article no.: HEWI 801.50B230 | https://catalog.hewi.com/en/p/80150B230 | https://catalog.hewi.com/storage/downloads/HEWI_801_50B230_en.pdf
801.50B231 | HEWI Hinged support rail | Range 801 Hinged support rail - fitted with a black arm pad - two parallel rails running one above the other joined by a connecting bend - for holding on to and providing support - weight capacity 100 kg - with continuous, corrosion resistant steel core and wall plate made of polyamide with integrated steel core - can be folded upwards and, folded downwards with braking mechanism - for wall mounting with wall-specific HEWI fixing material (must be ordered separately) - sealing tape for sealing the fixing points is included in the scope of supply - concealed fixing - 900 mm projection, 259 mm high and 78 mm wide, 33 mm rail diameter - arm pad made of PUR integral foam, length 295 mm - made of high-quality matt polyamide in HEWI colours 99 (pure white), 98 (signal white), 97 (light grey), 95 (stone grey) and 92 (anthracite grey) - toilet roll holder 801.50B011, WC flushing mechanism (radio-controlled) 801.50B060 and floor supports 950.50B021XA and 950.50B023XA for retrofitting - produced in accordance with CE- and UKCA-Regulation (EU) 2017/745 on medical devices - fulfils the ÖNORM B1600/1601 requirements Article no.: HEWI 801.50B231 | https://catalog.hewi.com/en/p/80150B231 | https://catalog.hewi.com/storage/downloads/HEWI_801_50B231_en.pdf
801.50B234S | HEWI Hinged support rail with floor support | Range 801 Hinged support rail - with floor support made to measure - two parallel rails running one above the other joined by a connecting bend - for holding on to and providing support - weight capacity 100 kg - with continuous, corrosion resistant steel core and wall plate made of polyamide with integrated steel core - can be folded upwards and folded downwards with braked movement - for wall mounting with wall-specific HEWI fixing material (must be ordered separately) - sealing tape for sealing the fixing points is included in the scope of supply - concealed fixing - 900 mm projection, 259 mm high and 78 mm wide, 33 mm rail diameter - made of high-quality matt polyamide in HEWI colours 99 (pure white), 98 (signal white), 97 (light grey), 95 (stone grey) and 92 (anthracite grey) - toilet roll holder 801.50B011 and WC flushing mechanism (radio-controlled) 801.50B060 for retrofitting - produced in accordance with CE- and UKCA-Regulation (EU) 2017/745 on medical devices - fulfils the ÖNORM B1600/1601 requirements Article no.: HEWI 801.50B234S | https://catalog.hewi.com/en/p/80150B234S | https://catalog.hewi.com/storage/downloads/HEWI_801_50B234S_en.pdf
801.50B235S | HEWI Mobile hinged support rail with floor support | Range 801 mobile hinged support rail - with floor support made to measure - two parallel rails running one above the other joined by a connecting bend - for holding on to and providing support - weight capacity 100 kg - with continuous, corrosion resistant steel core - can be folded upwards and folded downwards with braked movement - for mobile use - for easy and flexible retrofitting on existing, preassembled mounting plate 950.50.016, must be ordered separately - toolless and quick installation by simple attachment of the mobile hinged support rail - secured by fixing screw to prevent unintentional removal - 900 mm projection, 252 mm high and 78 mm wide, 33 mm rail diameter - made of high-quality matt polyamide in HEWI colours 99 (pure white), 98 (signal white), 97 (light grey), 95 (stone grey) and 92 (anthracite grey) - toilet roll holder 801.50B011 and WC flushing mechanism (radio-controlled) 801.50B060 for retrofitting - produced in accordance with CE- and UKCA-Regulation (EU) 2017/745 on medical devices - fulfils the ÖNORM B1600/1601 requirements Article no.: HEWI 801.50B235S | https://catalog.hewi.com/en/p/80150B235S | https://catalog.hewi.com/storage/downloads/HEWI_801_50B235S_en.pdf
801.50B236 | HEWI Hinged support rail | Range 801 Hinged support rail - two parallel rails running one above the other joined by a connecting bend - for holding on to and providing support - weight capacity 100 kg - with continuous, corrosion resistant aluminium core and wall plate made of synthetic material with integrated steel core - can be folded upwards and, folded downwards with braking mechanism - for wall mounting with wall-specific HEWI fixing material (must be ordered separately) - sealing tape for sealing the fixing points is included in the scope of supply - concealed fixing - 900 mm projection, 259 mm high and 78 mm wide, 33 mm rail diameter - made of high-quality matt polyamide in HEWI colours 99 (pure white), 98 (signal white), 97 (light grey), 95 (stone grey) and 92 (anthracite grey) - toilet roll holder 801.50B011, WC flushing mechanism (radio-controlled) 801.50B060 and floor supports 950.50B021XA and 950.50B023XA for retrofitting - produced in accordance with CE- and UKCA-Regulation (EU) 2017/745 on medical devices - fulfils the ÖNORM B1600/1601 requirements Article no.: HEWI 801.50B236 | https://catalog.hewi.com/en/p/80150B236 | https://catalog.hewi.com/storage/downloads/HEWI_801_50B236_en.pdf
801.50B237 | HEWI Mobile hinged support rail | Range 801 mobile hinged support rail - two parallel rails running one above the other joined by a connecting bend - for holding on to and providing support - weight capacity 100 kg - with continuous, corrosion resistant steel core - can be folded upwards and, folded downwards with braking mechanism - for mobile use - for easy and flexible retrofitting on existing, preassembled mounting plate 950.50.016, must be ordered separately - toolless and quick installation by simple attachment of the mobile hinged support rail - secured by fixing screw to prevent unintentional removal - 900 mm projection, 252 mm high and 78 mm wide, 33 mm rail diameter - made of high-quality matt polyamide in HEWI colours 99 (pure white), 98 (signal white), 97 (light grey), 95 (stone grey) and 92 (anthracite grey) - toilet roll holder 801.50B011, WC flushing mechanism (radio-controlled) 801.50B060 and floor supports 950.50B021XA and 950.50B023XA for retrofitting - produced in accordance with CE- and UKCA-Regulation (EU) 2017/745 on medical devices - fulfils the ÖNORM B1600/1601 requirements Article no.: HEWI 801.50B237 | https://catalog.hewi.com/en/p/80150B237 | https://catalog.hewi.com/storage/downloads/HEWI_801_50B237_en.pdf
801.50B238 | HEWI Mobile hinged support rail | Range 801 mobile hinged support rail - fitted with a black arm pad - two parallel rails running one above the other joined by a connecting bend - for holding on to and providing support - weight capacity 100 kg - with continuous, corrosion resistant steel core - can be folded upwards and, folded downwards with braking mechanism - for mobile use - for easy and flexible retrofitting on existing, preassembled mounting plate 950.50.016, must be ordered separately - toolless and quick installation by simple attachment of the mobile hinged support rail - secured by fixing screw to prevent unintentional removal - 900 mm projection, 252 mm high and 78 mm wide, 33 mm rail diameter - arm pad made of PUR integral foam, length 295 mm - made of high-quality matt polyamide in HEWI colours 99 (pure white), 98 (signal white), 97 (light grey), 95 (stone grey) and 92 (anthracite grey) - toilet roll holder 801.50B011, WC flushing mechanism (radio-controlled) 801.50B060 and floor supports 950.50B021XA and 950.50B023XA for retrofitting - produced in accordance with CE- and UKCA-Regulation (EU) 2017/745 on medical devices - fulfils the ÖNORM B1600/1601 requirements Article no.: HEWI 801.50B238 | https://catalog.hewi.com/en/p/80150B238 | https://catalog.hewi.com/storage/downloads/HEWI_801_50B238_en.pdf
801.50B240 | HEWI Hinged support rail | Range 801 Hinged support rail - two parallel rails running one above the other joined by a connecting bend - for holding on to and providing support - weight capacity 100 kg - with continuous, corrosion resistant steel core and wall plate made of polyamide with integrated steel core - can be folded upwards and, folded downwards with braking mechanism - for wall mounting with wall-specific HEWI fixing material (must be ordered separately) - sealing tape for sealing the fixing points is included in the scope of supply - concealed fixing - 750 mm projection, 259 mm high and 78 mm wide, 33 mm rail diameter - made of high-quality matt polyamide in HEWI colours 99 (pure white), 98 (signal white), 97 (light grey), 95 (stone grey) and 92 (anthracite grey) - toilet roll holder 801.50B011, WC flushing mechanism (radio-controlled) 801.50B060 and floor supports 950.50B021XA and 950.50B023XA for retrofitting - produced in accordance with CE- and UKCA-Regulation (EU) 2017/745 on medical devices - fulfils the requirements applicable in Belgium (CWATUPE, WVG Vlaanderen) in respect of the projection of the hinged support rail on the toilet Article no.: HEWI 801.50B240 | https://catalog.hewi.com/en/p/80150B240 | https://catalog.hewi.com/storage/downloads/HEWI_801_50B240_en.pdf
801.50B241 | HEWI Hinged support rail | Range 801 Hinged support rail - fitted with a black arm pad - two parallel rails running one above the other joined by a connecting bend - for holding on to and providing support - weight capacity 100 kg - with continuous, corrosion resistant steel core and wall plate made of polyamide with integrated steel core - can be folded upwards and, folded downwards with braking mechanism - for wall mounting with wall-specific HEWI fixing material (must be ordered separately) - sealing tape for sealing the fixing points is included in the scope of supply - concealed fixing - 750 mm projection, 259 mm high and 78 mm deep, 33 mm rail diameter - arm pad made of PUR integral foam, length 295 mm - made of high-quality matt polyamide in HEWI colours 99 (pure white), 98 (signal white), 97 (light grey), 95 (stone grey) and 92 (anthracite grey) - toilet roll holder 801.50B011, WC flushing mechanism (radio-controlled) 801.50B060 and floor supports 950.50B021XA and 950.50B023XA for retrofitting - produced in accordance with CE- and UKCA-Regulation (EU) 2017/745 on medical devices - fulfils the requirements applicable in Belgium (CWATUPE, WVG Vlaanderen) in respect of the projection of the hinged support rail on the toilet Article no.: HEWI 801.50B241 | https://catalog.hewi.com/en/p/80150B241 | https://catalog.hewi.com/storage/downloads/HEWI_801_50B241_en.pdf
801.50B244S | HEWI Hinged support rail with floor support | Range 801 Hinged support rail - with floor support made to measure - two parallel rails running one above the other joined by a connecting bend - for holding on to and providing support - weight capacity 100 kg - with continuous, corrosion resistant steel core and wall plate made of polyamide with integrated steel core - can be folded upwards and, folded downwards with braking mechanism - for wall mounting with wall-specific HEWI fixing material (must be ordered separately) - sealing tape for sealing the fixing points is included in the scope of supply - concealed fixing - 750 mm projection, 259 mm high and 78 mm wide, 33 mm rail diameter - made of high-quality matt polyamide in HEWI colours 99 (pure white), 98 (signal white), 97 (light grey), 95 (stone grey) and 92 (anthracite grey) - toilet roll holder 801.50B011 and WC flushing mechanism (radio-controlled) 801.50B060 for retrofitting - produced in accordance with CE- and UKCA-Regulation (EU) 2017/745 on medical devices - fulfils the requirements applicable in Belgium (CWATUPE, WVG Vlaanderen) in respect of the projection of the hinged support rail on the toilet Article no.: HEWI 801.50B244S | https://catalog.hewi.com/en/p/80150B244S | https://catalog.hewi.com/storage/downloads/HEWI_801_50B244S_en.pdf
801.50B245S | HEWI Mobile hinged support rail with floor support | Range 801 mobile hinged support rail - with floor support made to measure - two parallel rails running one above the other joined by a connecting bend - for holding on to and providing support - weight capacity 100 kg - with continuous, corrosion resistant steel core - can be folded upwards and, folded downwards with braking mechanism - for mobile use - for easy and flexible retrofitting on existing, preassembled mounting plate 950.50.016, must be ordered separately - toolless and quick installation by simple attachment of the mobile hinged support rail - secured by fixing screw to prevent unintentional removal - 750 mm projection, 252 mm high and 78 mm wide, 33 mm rail diameter - made of high-quality matt polyamide in HEWI colours 99 (pure white), 98 (signal white), 97 (light grey), 95 (stone grey) and 92 (anthracite grey) - toilet roll holder 801.50B011 and WC flushing mechanism (radio-controlled) 801.50B060 for retrofitting - produced in accordance with CE- and UKCA-Regulation (EU) 2017/745 on medical devices - fulfils the requirements applicable in Belgium (CWATUPE, WVG Vlaanderen) in respect of the projection of the hinged support rail on the toilet Article no.: HEWI 801.50B245S | https://catalog.hewi.com/en/p/80150B245S | https://catalog.hewi.com/storage/downloads/HEWI_801_50B245S_en.pdf
801.50B246 | HEWI Hinged support rail | Range 801 Hinged support rail - two parallel rails running one above the other joined by a connecting bend - for holding on to and providing support - weight capacity 100 kg - with continuous, corrosion resistant aluminium core and wall plate made of synthetic material with integrated steel core - can be folded upwards and, folded downwards with braking mechanism - for wall mounting with wall-specific HEWI fixing material (must be ordered separately) - sealing tape for sealing the fixing points is included in the scope of supply - concealed fixing - 750 mm projection, 259 mm high and 78 mm wide, 33 mm rail diameter - made of high-quality matt polyamide in HEWI colours 99 (pure white), 98 (signal white), 97 (light grey), 95 (stone grey) and 92 (anthracite grey) - toilet roll holder 801.50B011, WC flushing mechanism (radio-controlled) 801.50B060 and floor supports 950.50B021XA and 950.50B023XA for retrofitting - produced in accordance with CE- and UKCA-Regulation (EU) 2017/745 on medical devices - fulfils the requirements applicable in Belgium (CWATUPE, WVG Vlaanderen) in respect of the projection of the hinged support rail on the toilet Article no.: HEWI 801.50B246 | https://catalog.hewi.com/en/p/80150B246 | https://catalog.hewi.com/storage/downloads/HEWI_801_50B246_en.pdf
801.50B247 | HEWI Mobile hinged support rail | Range 801 mobile hinged support rail - two parallel rails running one above the other joined by a connecting bend - for holding on to and providing support - weight capacity 100 kg - with continuous, corrosion resistant steel core - can be folded upwards and, folded downwards with braking mechanism - for mobile use - for easy and flexible retrofitting on existing, preassembled mounting plate 950.50.016, must be ordered separately - toolless and quick installation by simple attachment of the mobile hinged support rail - secured by fixing screw to prevent unintentional removal - 750 mm projection, 252 mm high and 78 mm wide, 33 mm rail diameter - made of high-quality matt polyamide in HEWI colours 99 (pure white), 98 (signal white), 97 (light grey), 95 (stone grey) and 92 (anthracite grey) - toilet roll holder 801.50B011, WC flushing mechanism (radio-controlled) 801.50B060 and floor supports 950.50B021XA and 950.50B023XA for retrofitting - produced in accordance with CE- and UKCA-Regulation (EU) 2017/745 on medical devices - fulfils the requirements applicable in Belgium (CWATUPE, WVG Vlaanderen) in respect of the projection of the hinged support rail on the toilet Article no.: HEWI 801.50B247 | https://catalog.hewi.com/en/p/80150B247 | https://catalog.hewi.com/storage/downloads/HEWI_801_50B247_en.pdf
801.50B248 | HEWI Mobile hinged support rail | Range 801 mobile hinged support rail - fitted with a black arm pad - two parallel rails running one above the other joined by a connecting bend - for holding on to and providing support - weight capacity 100 kg - with continuous, corrosion resistant steel core - can be folded upwards and, folded downwards with braking mechanism - for mobile use - for easy and flexible retrofitting on existing, preassembled mounting plate 950.50.016, must be ordered separately - toolless and quick installation by simple attachment of the mobile hinged support rail - secured by fixing screw to prevent unintentional removal - 750 mm projection, 252 mm high and 78 mm wide, 33 mm rail diameter - arm pad made of PUR integral foam, length 295 mm - made of high-quality matt polyamide in HEWI colours 99 (pure white), 98 (signal white), 97 (light grey), 95 (stone grey) and 92 (anthracite grey) - toilet roll holder 801.50B011, WC flushing mechanism (radio-controlled) 801.50B060 and floor supports 950.50B021XA and 950.50B023XA for retrofitting - produced in accordance with CE- and UKCA-Regulation (EU) 2017/745 on medical devices - fulfils the requirements applicable in Belgium (CWATUPE, WVG Vlaanderen) in respect of the projection of the hinged support rail on the toilet Article no.: HEWI 801.50B248 | https://catalog.hewi.com/en/p/80150B248 | https://catalog.hewi.com/storage/downloads/HEWI_801_50B248_en.pdf
801.50B300 | HEWI Stationary support rail | Range 801 Stationary support - two parallel rails running one above the other joined by a connecting bend - for holding on to and providing support - weight capacity 100 kg - with continuous, corrosion resistant steel core and wall plate made of polyamide with integrated steel core - for wall mounting with wall-specific HEWI fixing material - sealing tape for sealing the fixing points is included in the scope of supply - concealed fixing - 600 mm projection, 259 mm high and 78 mm deep, 33 mm rail diameter - made of high-quality matt polyamide in HEWI colours 99 (pure white), 98 (signal white), 97 (light grey), 95 (stone grey) and 92 (anthracite grey) - toilet roll holder 801.50B011, WC flushing mechanism (radio-controlled) 801.50B060 and floor supports 950.50B021XA and 950.50B023XA for retrofitting - produced in accordance with CE- and UKCA-Regulation (EU) 2017/745 on medical devices Article no.: HEWI 801.50B300 | https://catalog.hewi.com/en/p/80150B300 | https://catalog.hewi.com/storage/downloads/HEWI_801_50B300_en.pdf
801.50B3000 | HEWI Stationary support rail | Series 801 ICONIC Wall support rail - two-coloured wall support rail - Made of matt polyamide - Cantilever: 99 (pure white), Wall plate: 55 (aqua blue) - Two parallel rails, arranged on top of each other, joined by a connecting bend - For holding on to and for support - Weight capacity up to 100 kg - With continuous, corrosion resistant steel core and wall plate made of polyamide with integrated steel core - for wall mounting with wall-specific HEWI fixing material - sealing tape for sealing the fixing points is included in the scope of supply - Concealed mounting - Projection 600 mm, Height 259 mm and width 78 mm, Rail 33 mm in diameter - Toilet roll holder 801.50B011, Toilet flushing mechanism (radio) 801.50B060 and floor supports 950.50.021XA and 950.50.023XA retrofittable - Produced in accordance with Regulation (EU) 2017/745 on medical devices Article no.: HEWI 801.50B3000 | https://catalog.hewi.com/en/p/80150B3000 | https://catalog.hewi.com/storage/downloads/HEWI_801_50B3000_en.pdf
801.50B3001 | HEWI Stationary support rail | Series 801 ICONIC Wall support rail - Two-coloured wall support handle - Made of matt polyamide - Cantilever: 74 (apple green), Wall plate: 72 (may green) - Two parallel rails, arranged on top of each other, joined by a connecting bend - For holding on to and for support - Weight capacity up to 100 kg - With continuous, corrosion resistant steel core and wall plate made of polyamide with integrated steel core - for wall mounting with wall-specific HEWI fixing material - sealing tape for sealing the fixing points is included in the scope of supply - Concealed mounting - Projection 600 mm, Height 259 mm and width 78 mm, Rail 33 mm in diameter - Toilet roll holder 801.50B011, Toilet flushing mechanism (radio) 801.50B060 and floor supports 950.50.021XA and 950.50.023XA retrofittable - Produced in accordance with Regulation (EU) 2017/745 on medical devices Article no.: HEWI 801.50B3001 | https://catalog.hewi.com/en/p/80150B3001 | https://catalog.hewi.com/storage/downloads/HEWI_801_50B3001_en.pdf
801.50B3002 | HEWI Stationary support rail | Series 801 ICONIC Wall support rail - Two-coloured wall support handle - Made of matt polyamide - Cantilever: 74 (apple green), Wall plate: 36 (coral) - Two parallel rails, arranged on top of each other, joined by a connecting bend - For holding on to and for support - Weight capacity up to 100 kg - With continuous, corrosion resistant steel core and wall plate made of polyamide with integrated steel core - for wall mounting with wall-specific HEWI fixing material - sealing tape for sealing the fixing points is included in the scope of supply - Concealed mounting - Projection 600 mm, Height 259 mm and width 78 mm, Rail 33 mm in diameter - Toilet roll holder 801.50B011, Toilet flushing mechanism (radio) 801.50B060 and floor supports 950.50.021XA and 950.50.023XA retrofittable - Produced in accordance with Regulation (EU) 2017/745 on medical devices Article no.: HEWI 801.50B3002 | https://catalog.hewi.com/en/p/80150B3002 | https://catalog.hewi.com/storage/downloads/HEWI_801_50B3002_en.pdf
801.50B3003 | HEWI Stationary support rail | Series 801 ICONIC Wall support rail - Two-coloured wall support rail - Made of matt polyamide - Cantilever: 55 (aqua blue), Wall plate: 50 (steel blue) - Two parallel rails, arranged on top of each other, joined by a connecting bend - For holding on to and for support - Weight capacity up to 100 kg - With continuous, corrosion resistant steel core and wall plate made of polyamide with integrated steel core - for wall mounting with wall-specific HEWI fixing material - sealing tape for sealing the fixing points is included in the scope of supply - Concealed mounting - Projection 600 mm, Height 259 mm and width 78 mm, Rail 33 mm in diameter - Toilet roll holder 801.50B011, Toilet flushing mechanism (radio) 801.50B060 and floor supports 950.50.021XA and 950.50.023XA retrofittable - Produced in accordance with Regulation (EU) 2017/745 on medical devices Article no.: HEWI 801.50B3003 | https://catalog.hewi.com/en/p/80150B3003 | https://catalog.hewi.com/storage/downloads/HEWI_801_50B3003_en.pdf
801.50B3004 | HEWI Stationary support rail | Series 801 ICONIC Wall support rail - Two-coloured wall support rail - Made of matt polyamide - Cantilever: 55 (aqua blue), Wall plate: 74 (apple green) - Two parallel rails, arranged on top of each other, joined by a connecting bend - For holding on to and for support - Weight capacity up to 100 kg - With continuous, corrosion resistant steel core and wall plate made of polyamide with integrated steel core - for wall mounting with wall-specific HEWI fixing material - sealing tape for sealing the fixing points is included in the scope of supply - Concealed mounting - Projection 600 mm, Height 259 mm and width 78 mm, Rail 33 mm in diameter - Toilet roll holder 801.50B011, Toilet flushing mechanism (radio) 801.50B060 and floor supports 950.50.021XA and 950.50.023XA retrofittable - Produced in accordance with Regulation (EU) 2017/745 on medical devices Article no.: HEWI 801.50B3004 | https://catalog.hewi.com/en/p/80150B3004 | https://catalog.hewi.com/storage/downloads/HEWI_801_50B3004_en.pdf
801.50B301 | HEWI Stationary support rail | Range 801 Stationary support - fitted with a black arm pad - two parallel rails running one above the other joined by a connecting bend - for holding on to and providing support - weight capacity 100 kg - with continuous, corrosion resistant steel core and wall plate made of polyamide with integrated steel core - for wall mounting with wall-specific HEWI fixing material - sealing tape for sealing the fixing points is included in the scope of supply - concealed fixing - 600 mm projection, 259 mm high and 78 mm deep, 33 mm rail diameter - arm pad made of PUR integral foam, length 295 mm - made of high-quality matt polyamide in HEWI colours 99 (pure white), 98 (signal white), 97 (light grey), 95 (stone grey) and 92 (anthracite grey) - toilet roll holder 801.50B011, WC flushing mechanism (radio-controlled) 801.50B060 and floor supports 950.50B021XA and 950.50B023XA for retrofitting - produced in accordance with CE- and UKCA-Regulation (EU) 2017/745 on medical devices Article no.: HEWI 801.50B301 | https://catalog.hewi.com/en/p/80150B301 | https://catalog.hewi.com/storage/downloads/HEWI_801_50B301_en.pdf
801.50B310 | HEWI Stationary support rail | Range 801 Stationary support - two parallel rails running one above the other joined by a connecting bend - for holding on to and providing support - weight capacity 100 kg - with continuous, corrosion resistant steel core and wall plate made of polyamide with integrated steel core - for wall mounting with wall-specific HEWI fixing material - sealing tape for sealing the fixing points is included in the scope of supply - concealed fixing - 700 mm projection, 259 mm high and 78 mm deep, 33 mm rail diameter - made of high-quality matt polyamide in HEWI colours 99 (pure white), 98 (signal white), 97 (light grey), 95 (stone grey) and 92 (anthracite grey) - toilet roll holder 801.50B011, WC flushing mechanism (radio-controlled) 801.50B060 and floor supports 950.50B021XA and 950.50B023XA for retrofitting - produced in accordance with CE- and UKCA-Regulation (EU) 2017/745 on medical devices Article no.: HEWI 801.50B310 | https://catalog.hewi.com/en/p/80150B310 | https://catalog.hewi.com/storage/downloads/HEWI_801_50B310_en.pdf
801.50B311 | HEWI Stationary support rail | Range 801 Stationary support - fitted with a black arm pad - two parallel rails running one above the other joined by a connecting bend - for holding on to and providing support - weight capacity 100 kg - with continuous, corrosion resistant steel core and wall plate made of polyamide with integrated steel core - for wall mounting with wall-specific HEWI fixing material - sealing tape for sealing the fixing points is included in the scope of supply - concealed fixing - 700 mm projection, 259 mm high and 78 mm deep, 33 mm rail diameter - arm pad made of PUR integral foam, length 295 mm - made of high-quality matt polyamide in HEWI colours 99 (pure white), 98 (signal white), 97 (light grey), 95 (stone grey) and 92 (anthracite grey) - toilet roll holder 801.50B011, WC flushing mechanism (radio-controlled) 801.50B060 and floor supports 950.50B021XA and 950.50B023XA for retrofitting - produced in accordance with CE- and UKCA-Regulation (EU) 2017/745 on medical devices Article no.: HEWI 801.50B311 | https://catalog.hewi.com/en/p/80150B311 | https://catalog.hewi.com/storage/downloads/HEWI_801_50B311_en.pdf
801.50B320 | HEWI Stationary support rail | Range 801 Stationary support - two parallel rails running one above the other joined by a connecting bend - for holding on to and providing support - weight capacity 100 kg - with continuous, corrosion resistant steel core and wall plate made of polyamide with integrated steel core - for wall mounting with wall-specific HEWI fixing material - sealing tape for sealing the fixing points is included in the scope of supply - concealed fixing - 850 mm projection, 259 mm high and 78 mm deep, 33 mm rail diameter - made of high-quality matt polyamide in HEWI colours 99 (pure white), 98 (signal white), 97 (light grey), 95 (stone grey) and 92 (anthracite grey) - toilet roll holder 801.50B011, WC flushing mechanism (radio-controlled) 801.50B060 and floor supports 950.50B021XA and 950.50B023XA for retrofitting - produced in accordance with CE- and UKCA-Regulation (EU) 2017/745 on medical devices Article no.: HEWI 801.50B320 | https://catalog.hewi.com/en/p/80150B320 | https://catalog.hewi.com/storage/downloads/HEWI_801_50B320_en.pdf
801.50B321 | HEWI Stationary support rail | Range 801 Stationary support - fitted with a black arm pad - two parallel rails running one above the other joined by a connecting bend - for holding on to and providing support - weight capacity 100 kg - with continuous, corrosion resistant steel core and wall plate made of polyamide with integrated steel core - for wall mounting with wall-specific HEWI fixing material - sealing tape for sealing the fixing points is included in the scope of supply - concealed fixing - 850 mm projection, 259 mm high and 78 mm deep, 33 mm rail diameter - arm pad made of PUR integral foam, length 295 mm - made of high-quality matt polyamide in HEWI colours 99 (pure white), 98 (signal white), 97 (light grey), 95 (stone grey) and 92 (anthracite grey) - toilet roll holder 801.50B011, WC flushing mechanism (radio-controlled) 801.50B060 and floor supports 950.50B021XA and 950.50B023XA for retrofitting - produced in accordance with CE- and UKCA-Regulation (EU) 2017/745 on medical devices Article no.: HEWI 801.50B321 | https://catalog.hewi.com/en/p/80150B321 | https://catalog.hewi.com/storage/downloads/HEWI_801_50B321_en.pdf
801.50B340 | HEWI Stationary support rail | Range 801 Stationary support - two parallel rails running one above the other joined by a connecting bend - for holding on to and providing support - weight capacity 100 kg - with continuous, corrosion resistant steel core and wall plate made of polyamide with integrated steel core - for wall mounting with wall-specific HEWI fixing material - sealing tape for sealing the fixing points is included in the scope of supply - concealed fixing - 750 mm projection, 259 mm high and 78 mm wide, 33 mm rail diameter - made of high-quality matt polyamide in HEWI colours 99 (pure white), 98 (signal white), 97 (light grey), 95 (stone grey) and 92 (anthracite grey) - toilet roll holder 801.50B011, WC flushing mechanism (radio-controlled) 801.50B060 and floor supports 950.50B021XA and 950.50B023XA for retrofitting - produced in accordance with CE- and UKCA-Regulation (EU) 2017/745 on medical devices - fulfils the requirements applicable in Belgium (CWATUPE, WVG Vlaanderen) in respect of the projection of the hinged support rail on the toilet Article no.: HEWI 801.50B340 | https://catalog.hewi.com/en/p/80150B340 | https://catalog.hewi.com/storage/downloads/HEWI_801_50B340_en.pdf
801.50B341 | HEWI Stationary support rail | Range 801 Stationary support - fitted with a black arm pad - two parallel rails running one above the other joined by a connecting bend - for holding on to and providing support - weight capacity 100 kg - with continuous, corrosion resistant steel core and wall plate made of polyamide with integrated steel core - for wall mounting with wall-specific HEWI fixing material - sealing tape for sealing the fixing points is included in the scope of supply - concealed fixing - 750 mm projection, 259 mm high and 78 mm deep, 33 mm rail diameter - arm pad made of PUR integral foam, length 295 mm - made of high-quality matt polyamide in HEWI colours 99 (pure white), 98 (signal white), 97 (light grey), 95 (stone grey) and 92 (anthracite grey) - toilet roll holder 801.50B011, WC flushing mechanism (radio-controlled) 801.50B060 and floor supports 950.50B021XA and 950.50B023XA for retrofitting - produced in accordance with CE- and UKCA-Regulation (EU) 2017/745 on medical devices - fulfils the requirements applicable in Belgium (CWATUPE, WVG Vlaanderen) in respect of the projection of the hinged support rail on the toilet Article no.: HEWI 801.50B341 | https://catalog.hewi.com/en/p/80150B341 | https://catalog.hewi.com/storage/downloads/HEWI_801_50B341_en.pdf
801.50B500 | HEWI Hinged support rail, with flush release and function button | Range 801 Hinged support rail (rotatable) - with integrated flushing mechanism/function buttons, model E - two parallel rails running one above the other joined by a connecting bend - for holding on to and providing support - weight capacity 100 kg - with continuous, corrosion resistant steel core and wall plate made of polyamide with integrated steel core - can be folded upwards and, folded downwards with braking mechanism, in raised position can be turned to left or right towards the wall - silver-metallic button with blue ring for releasing the flushing mechanism, silver-metallic button with yellow ring for triggering a freely definable function (The function button does not meet the requirements for an emergency call according to DIN VDE 0834-1) - spiral cable with bare wire ends for wall connection - including white cover for flush-mounted box - control voltage max. 30 V = SELV, PELV, switching current up to max. 2 A - suitable for all standard concealed cisterns with electrical control - for wall mounting with wall-specific HEWI fixing material (must be ordered separately) - sealing tape for sealing the fixing points is included in the scope of supply - concealed fixing - 700 mm projection, 259 mm high and 78 mm deep, 33 mm rail diameter - made of high-quality matt polyamide in HEWI colours 99 (pure white), 98 (signal white), 97 (light grey), 95 (stone grey) and 92 (anthracite grey) - toilet roll holder 801.50B011 and floor supports 950.50B021XA and 950.50B023XA for retrofitting - produced in accordance with CE- and UKCA-Regulation (EU) 2017/745 on medical devices - fulfils the ÖNORM B1600/1601 and SIA 500 requirements Article no.: HEWI 801.50B500 | https://catalog.hewi.com/en/p/80150B500 | https://catalog.hewi.com/storage/downloads/HEWI_801_50B500_en.pdf
801.50B501 | HEWI Hinged support rail, with flush release and function button | Range 801 Hinged support rail (rotatable) - with integrated flushing mechanism/function buttons, model E and armpad - two parallel rails running one above the other joined by a connecting bend - for holding on to and providing support - weight capacity 100 kg - with continuous, corrosion resistant steel core and wall plate made of matt polyamide with integrated steel core - can be folded upwards and, folded downwards with braking mechanism, in raised position can be turned to left or right towards the wall - silver-metallic button with blue ring for releasing the flushing mechanism, silver-metallic button with yellow ring for triggering a freely definable function (The function button does not meet the requirements for an emergency call according to DIN VDE 0834-1) - spiral cable with bare wire ends for wall connection - including white cover for flush-mounted box - control voltage max. 30 V = SELV, PELV, switching current up to max. 2 A - suitable for all standard concealed cisterns with electrical control - for wall mounting with wall-specific HEWI fixing material (must be ordered separately) - sealing tape for sealing the fixing points is included in the scope of supply - concealed fixing - 700 mm projection, 259 mm high and 78 mm deep, 33 mm rail diameter - arm pad made of PUR integral foam, length 295 mm - made of high-quality matt polyamide in the HEWI colours 99 (pure white), 98 (signal white), 97 (light grey), 95 (stone grey) and 92 (anthracite grey) - toilet roll holder 801.50B011 and floor supports 950.50B021XA and 950.50B023XA for retrofitting - produced in accordance with CE- and UKCA-Regulation (EU) 2017/745 on medical devices - fulfils the ÖNORM B1600/1601 and SIA 500 requirements Article no.: HEWI 801.50B501 | https://catalog.hewi.com/en/p/80150B501 | https://catalog.hewi.com/storage/downloads/HEWI_801_50B501_en.pdf
801.50B505 | HEWI Hinged support rail, with flush release and function button | Range 801 Hinged support rail (rotatable) - with integrated flushing mechanism/function buttons, model E - two parallel rails running one above the other joined by a connecting bend - for holding on to and providing support - weight capacity 100 kg - with continuous, corrosion resistant steel core and wall plate made of polyamide with integrated steel core - can be folded upwards and, folded downwards with braking mechanism, in raised position can be turned to left or right towards the wall - silver-metallic button with blue ring for releasing the flushing mechanism, silver-metallic button with red ring for triggering a freely definable function (The function button does not meet the requirements for an emergency call according to DIN VDE 0834-1) - spiral cable with bare wire ends for wall connection - including white cover for flush-mounted box - control voltage max. 30 V = SELV, PELV, switching current up to max. 2 A - suitable for all standard concealed cisterns with electrical control - for wall mounting with wall-specific HEWI fixing material (must be ordered separately) - sealing tape for sealing the fixing points is included in the scope of supply - concealed fixing - 700 mm projection, 259 mm high and 78 mm deep, 33 mm rail diameter - made of high-quality matt polyamide in HEWI colours 99 (pure white), 98 (signal white), 97 (light grey), 95 (stone grey) and 92 (anthracite grey) - toilet roll holder 801.50B011 and floor supports 950.50B021XA and 950.50B023XA for retrofitting - produced in accordance with CE- and UKCA-Regulation (EU) 2017/745 on medical devices - fulfils the ÖNORM B1600/1601 and SIA 500 requirements Article no.: HEWI 801.50B505 | https://catalog.hewi.com/en/p/80150B505 | https://catalog.hewi.com/storage/downloads/HEWI_801_50B505_en.pdf
801.50B510 | HEWI Hinged support rail, with flush release and function button | Range 801 Hinged support rail (rotatable) - with integrated flushing mechanism/function buttons, model E - two parallel rails running one above the other joined by a connecting bend - for holding on to and providing support - weight capacity 100 kg - with continuous, corrosion resistant steel core and wall plate made of polyamide with integrated steel core - can be folded upwards and, folded downwards with braking mechanism, in raised position can be turned to left or right towards the wall - silver-metallic button with blue ring for releasing the flushing mechanism, silver-metallic button with yellow ring for triggering a freely definable function (The function button does not meet the requirements for an emergency call according to DIN VDE 0834-1) - spiral cable with bare wire ends for wall connection - including white cover for flush-mounted box - control voltage max. 30 V = SELV, PELV, switching current up to max. 2 A - suitable for all standard concealed cisterns with electrical control - for wall mounting with wall-specific HEWI fixing material (must be ordered separately) - sealing tape for sealing the fixing points is included in the scope of supply - concealed fixing - 850 mm projection, 259 mm high and 78 mm deep, 33 mm rail diameter - made of high-quality matt polyamide in HEWI colours 99 (pure white), 98 (signal white), 97 (light grey), 95 (stone grey) and 92 (anthracite grey) - toilet roll holder 801.50B011 and floor supports 950.50B021XA and 950.50B023XA for retrofitting - produced in accordance with CE- and UKCA-Regulation (EU) 2017/745 on medical devices - fulfils the DIN 18040, ÖNORM B1600/1601 and SIA 500 requirements Article no.: HEWI 801.50B510 | https://catalog.hewi.com/en/p/80150B510 | https://catalog.hewi.com/storage/downloads/HEWI_801_50B510_en.pdf
801.50B511 | HEWI Hinged support rail, with flush release and function button | Range 801 Hinged support rail (rotatable) - with integrated flushing mechanism/function buttons, model E and armpad - two parallel rails running one above the other joined by a connecting bend - for holding on to and providing support - weight capacity 100 kg - with continuous, corrosion resistant steel core and wall plate made of matt polyamide with integrated steel core - can be folded upwards and, folded downwards with braking mechanism, in raised position can be turned to left or right towards the wall - silver-metallic button with blue ring for releasing the flushing mechanism, silver-metallic button with yellow ring for triggering a freely definable function (The function button does not meet the requirements for an emergency call according to DIN VDE 0834-1) - spiral cable with bare wire ends for wall connection - including white cover for flush-mounted box - control voltage max. 30 V = SELV, PELV, switching current up to max. 2 A - suitable for all standard concealed cisterns with electrical control - for wall mounting with wall-specific HEWI fixing material (must be ordered separately) - sealing tape for sealing the fixing points is included in the scope of supply - concealed fixing - 850 mm projection, 259 mm high and 78 mm deep, 33 mm rail diameter - arm pad made of PUR integral foam, length 295 mm - made of high-quality matt polyamide in the HEWI colours 99 (pure white), 98 (signal white), 97 (light grey), 95 (stone grey) and 92 (anthracite grey) - toilet roll holder 801.50B011 and floor supports 950.50B021XA and 950.50B023XA for retrofitting - produced in accordance with CE- and UKCA-Regulation (EU) 2017/745 on medical devices - fulfils the DIN 18040, ÖNORM B1600/1601 and SIA 500 requirements Article no.: HEWI 801.50B511 | https://catalog.hewi.com/en/p/80150B511 | https://catalog.hewi.com/storage/downloads/HEWI_801_50B511_en.pdf
801.50B515 | HEWI Hinged support rail, with flush release and function button | Range 801 Hinged support rail (rotatable) - with integrated flushing mechanism/function buttons, model E - two parallel rails running one above the other joined by a connecting bend - for holding on to and providing support - weight capacity 100 kg - with continuous, corrosion resistant steel core and wall plate made of polyamide with integrated steel core - can be folded upwards and, folded downwards with braking mechanism, in raised position can be turned to left or right towards the wall - silver-metallic button with blue ring for releasing the flushing mechanism, silver-metallic button with red ring for triggering a freely definable function (The function button does not meet the requirements for an emergency call according to DIN VDE 0834-1) - spiral cable with bare wire ends for wall connection - including white cover for flush-mounted box - control voltage max. 30 V = SELV, PELV, switching current up to max. 2 A - suitable for all standard concealed cisterns with electrical control - for wall mounting with wall-specific HEWI fixing material (must be ordered separately) - sealing tape for sealing the fixing points is included in the scope of supply - concealed fixing - 850 mm projection, 259 mm high and 78 mm deep, 33 mm rail diameter - made of high-quality matt polyamide in HEWI colours 99 (pure white), 98 (signal white), 97 (light grey), 95 (stone grey) and 92 (anthracite grey) - toilet roll holder 801.50B011 and floor supports 950.50B021XA and 950.50B023XA for retrofitting - produced in accordance with CE- and UKCA-Regulation (EU) 2017/745 on medical devices - fulfils the DIN 18040, ÖNORM B1600/1601 and SIA 500 requirements Article no.: HEWI 801.50B515 | https://catalog.hewi.com/en/p/80150B515 | https://catalog.hewi.com/storage/downloads/HEWI_801_50B515_en.pdf
801.50B520 | HEWI Hinged support rail, with flush release and function button | Range 801 Hinged support rail (rotatable) - with integrated flushing mechanism/function buttons, model E - two parallel rails running one above the other joined by a connecting bend - for holding on to and providing support - weight capacity 100 kg - with continuous, corrosion resistant steel core and wall plate made of polyamide with integrated steel core - can be folded upwards and, folded downwards with braking mechanism, in raised position can be turned to left or right towards the wall - silver-metallic button with blue ring for releasing the flushing mechanism, silver-metallic button with yellow ring for triggering a freely definable function (The function button does not meet the requirements for an emergency call according to DIN VDE 0834-1) - spiral cable with bare wire ends for wall connection - including white cover for flush-mounted box - control voltage max. 30 V = SELV, PELV, switching current up to max. 2 A - suitable for all standard concealed cisterns with electrical control - for wall mounting with wall-specific HEWI fixing material (must be ordered separately) - sealing tape for sealing the fixing points is included in the scope of supply - concealed fixing - 900 mm projection, 259 mm high and 78 mm wide, 33 mm rail diameter - made of high-quality matt polyamide in HEWI colours 99 (pure white), 98 (signal white), 97 (light grey), 95 (stone grey) and 92 (anthracite grey) - toilet roll holder 801.50B011 and floor supports 950.50B021XA and 950.50B023XA for retrofitting - produced in accordance with CE- and UKCA-Regulation (EU) 2017/745 on medical devices - fulfils the ÖNORM B1600/1601 requirements Article no.: HEWI 801.50B520 | https://catalog.hewi.com/en/p/80150B520 | https://catalog.hewi.com/storage/downloads/HEWI_801_50B520_en.pdf
801.50B525 | HEWI Hinged support rail, with flush release and function button | Range 801 Hinged support rail (rotatable) - with integrated flushing mechanism/function buttons, model E - two parallel rails running one above the other joined by a connecting bend - for holding on to and providing support - weight capacity 100 kg - with continuous, corrosion resistant steel core and wall plate made of polyamide with integrated steel core - can be folded upwards and, folded downwards with braking mechanism, in raised position can be turned to left or right towards the wall - silver-metallic button with blue ring for releasing the flushing mechanism, silver-metallic button with red ring for triggering a freely definable function (The function button does not meet the requirements for an emergency call according to DIN VDE 0834-1) - spiral cable with bare wire ends for wall connection - including white cover for flush-mounted box - control voltage max. 30 V = SELV, PELV, switching current up to max. 2 A - suitable for all standard concealed cisterns with electrical control - for wall mounting with wall-specific HEWI fixing material (must be ordered separately) - sealing tape for sealing the fixing points is included in the scope of supply - concealed fixing - 900 mm projection, 259 mm high and 78 mm wide, 33 mm rail diameter - made of high-quality matt polyamide in HEWI colours 99 (pure white), 98 (signal white), 97 (light grey), 95 (stone grey) and 92 (anthracite grey) - toilet roll holder 801.50B011 and floor supports 950.50B021XA and 950.50B023XA for retrofitting - produced in accordance with CE- and UKCA-Regulation (EU) 2017/745 on medical devices - fulfils the ÖNORM B1600/1601 requirements Article no.: HEWI 801.50B525 | https://catalog.hewi.com/en/p/80150B525 | https://catalog.hewi.com/storage/downloads/HEWI_801_50B525_en.pdf
801.50B550 | HEWI Hinged support rail with flush release button | Range 801 Hinged support rail (rotatable) - with an integrated push-button, model E - two parallel rails running one above the other joined by a connecting bend - for holding on to and providing support - weight capacity 100 kg - with continuous, corrosion resistant steel core and wall plate made of polyamide with integrated steel core - can be folded upwards and, folded downwards with braking mechanism, in raised position can be turned to left or right towards the wall - button with blue ring for triggering the WC flush mechanism - spiral cable with bare wire ends for wall connection - including white cover for flush-mounted box - control voltage max. 30 V = SELV, PELV, switching current up to max. 2 A - suitable for all standard concealed cisterns with electrical control - for wall mounting with wall-specific HEWI fixing material (must be ordered separately) - sealing tape for sealing the fixing points is included in the scope of supply - concealed fixing - 700 mm projection, 259 mm high and 78 mm deep, 33 mm rail diameter - made of high-quality matt polyamide in HEWI colours 99 (pure white), 98 (signal white), 97 (light grey), 95 (stone grey) and 92 (anthracite grey) - toilet roll holder 801.50B011 and floor supports 950.50B021XA and 950.50B023XA for retrofitting - produced in accordance with CE- and UKCA-Regulation (EU) 2017/745 on medical devices - fulfils the ÖNORM B1600/1601 and SIA 500 requirements Article no.: HEWI 801.50B550 | https://catalog.hewi.com/en/p/80150B550 | https://catalog.hewi.com/storage/downloads/HEWI_801_50B550_en.pdf
801.50B551 | HEWI Hinged support rail with flush release button | Range 801 Hinged support rail (rotatable) - with an integrated push-button, model E and black armpad - two parallel rails running one above the other joined by a connecting bend - for holding on to and providing support - weight capacity 100 kg - with continuous, corrosion resistant steel core and wall plate made of matt polyamide with integrated steel core - can be folded upwards and, folded downwards with braking mechanism, in raised position can be turned to left or right towards the wall - button with blue ring for triggering the WC flush mechanism - spiral cable with bare wire ends for wall connection - including white cover for flush-mounted box - control voltage max. 30 V = SELV, PELV, switching current up to max. 2 A - suitable for all standard concealed cisterns with electrical control - for wall mounting with wall-specific HEWI fixing material (must be ordered separately) - sealing tape for sealing the fixing points is included in the scope of supply - concealed fixing - 700 mm projection, 259 mm high and 78 mm deep, 33 mm rail diameter - arm pad made of PUR integral foam, length 295 mm - made of high-quality matt polyamide in the HEWI colours 99 (pure white), 98 (signal white), 97 (light grey), 95 (stone grey) and 92 (anthracite grey) - toilet roll holder 801.50B011 and floor supports 950.50B021XA and 950.50B023XA for retrofitting - produced in accordance with CE- and UKCA-Regulation (EU) 2017/745 on medical devices - fulfils the ÖNORM B1600/1601 and SIA 500 requirements Article no.: HEWI 801.50B551 | https://catalog.hewi.com/en/p/80150B551 | https://catalog.hewi.com/storage/downloads/HEWI_801_50B551_en.pdf
801.50B560 | HEWI Hinged support rail with flush release button | Range 801 Hinged support rail (rotatable) - with an integrated push-button, model E - two parallel rails running one above the other joined by a connecting bend - for holding on to and providing support - weight capacity 100 kg - with continuous, corrosion resistant steel core and wall plate made of polyamide with integrated steel core - can be folded upwards and, folded downwards with braking mechanism, in raised position can be turned to left or right towards the wall - button with blue ring for triggering the WC flush mechanism - spiral cable with bare wire ends for wall connection - including white cover for flush-mounted box - control voltage max. 30 V = SELV, PELV, switching current up to max. 2 A - suitable for all standard concealed cisterns with electrical control - for wall mounting with wall-specific HEWI fixing material (must be ordered separately) - sealing tape for sealing the fixing points is included in the scope of supply - concealed fixing - 850 mm projection, 259 mm high and 78 mm deep, 33 mm rail diameter - made of high-quality matt polyamide in HEWI colours 99 (pure white), 98 (signal white), 97 (light grey), 95 (stone grey) and 92 (anthracite grey) - toilet roll holder 801.50B011 and floor supports 950.50B021XA and 950.50B023XA for retrofitting - produced in accordance with CE- and UKCA-Regulation (EU) 2017/745 on medical devices - fulfils the DIN 18040, ÖNORM B1600/1601 and SIA 500 requirements Article no.: HEWI 801.50B560 | https://catalog.hewi.com/en/p/80150B560 | https://catalog.hewi.com/storage/downloads/HEWI_801_50B560_en.pdf
801.50B561 | HEWI Hinged support rail with flush release button | Range 801 Hinged support rail (rotatable) - with an integrated push-button, model E and black armpad - two parallel rails running one above the other joined by a connecting bend - for holding on to and providing support - weight capacity 100 kg - with continuous, corrosion resistant steel core and wall plate made of matt polyamide with integrated steel core - can be folded upwards and, folded downwards with braking mechanism, in raised position can be turned to left or right towards the wall - button with blue ring for triggering the WC flush mechanism - spiral cable with bare wire ends for wall connection - including white cover for flush-mounted box - control voltage max. 30 V = SELV, PELV, switching current up to max. 2 A - suitable for all standard concealed cisterns with electrical control - for wall mounting with wall-specific HEWI fixing material (must be ordered separately) - sealing tape for sealing the fixing points is included in the scope of supply - concealed fixing - 850 mm projection, 259 mm high and 78 mm deep, 33 mm rail diameter - arm pad made of PUR integral foam, length 295 mm - made of high-quality matt polyamide in the HEWI colours 99 (pure white), 98 (signal white), 97 (light grey), 95 (stone grey) and 92 (anthracite grey) - toilet roll holder 801.50B011 and floor supports 950.50B021XA and 950.50B023XA for retrofitting - produced in accordance with CE- and UKCA-Regulation (EU) 2017/745 on medical devices - fulfils the DIN 18040, ÖNORM B1600/1601 and SIA 500 requirements Article no.: HEWI 801.50B561 | https://catalog.hewi.com/en/p/80150B561 | https://catalog.hewi.com/storage/downloads/HEWI_801_50B561_en.pdf
801.50B570 | HEWI Hinged support rail with flush release button | Range 801 Hinged support rail (rotatable) - with an integrated push-button, model E - two parallel rails running one above the other joined by a connecting bend - for holding on to and providing support - weight capacity 100 kg - with continuous, corrosion resistant steel core and wall plate made of polyamide with integrated steel core - can be folded upwards and, folded downwards with braking mechanism, in raised position can be turned to left or right towards the wall - button with blue ring for triggering the WC flush mechanism - spiral cable with bare wire ends for wall connection - including white cover for flush-mounted box - control voltage max. 30 V = SELV, PELV, switching current up to max. 2 A - suitable for all standard concealed cisterns with electrical control - for wall mounting with wall-specific HEWI fixing material (must be ordered separately) - sealing tape for sealing the fixing points is included in the scope of supply - concealed fixing - 900 mm projection, 259 mm high and 78 mm wide, 33 mm rail diameter - made of high-quality matt polyamide in HEWI colours 99 (pure white), 98 (signal white), 97 (light grey), 95 (stone grey) and 92 (anthracite grey) - toilet roll holder 801.50B011 and floor supports 950.50B021XA and 950.50B023XA for retrofitting - produced in accordance with CE- and UKCA-Regulation (EU) 2017/745 on medical devices - fulfils the ÖNORM B1600/1601 requirements Article no.: HEWI 801.50B570 | https://catalog.hewi.com/en/p/80150B570 | https://catalog.hewi.com/storage/downloads/HEWI_801_50B570_en.pdf
801.50B700 | HEWI Hinged support rail, with flush release and function button | Range 801 Hinged support rail - with integrated flushing mechanism/function buttons, model E - two parallel rails running one above the other joined by a connecting bend - for holding on to and providing support - weight capacity 100 kg - with continuous, corrosion resistant steel core and wall plate made of polyamide with integrated steel core - can be folded upwards and, folded downwards with braking mechanism - silver-metallic button with blue ring for releasing the flushing mechanism, silver-metallic button with yellow ring for triggering a freely definable function (The function button does not meet the requirements for an emergency call according to DIN VDE 0834-1) - spiral cable with bare wire ends for wall connection - including white cover for flush-mounted box - control voltage max. 30 V = SELV, PELV, switching current up to max. 2 A - suitable for all standard concealed cisterns with electrical control - for wall mounting with wall-specific HEWI fixing material (must be ordered separately) - sealing tape for sealing the fixing points is included in the scope of supply - concealed fixing - 700 mm projection, 259 mm high and 78 mm deep, 33 mm rail diameter - made of high-quality matt polyamide in HEWI colours 99 (pure white), 98 (signal white), 97 (light grey), 95 (stone grey) and 92 (anthracite grey) - toilet roll holder 801.50B011 and floor supports 950.50B021XA and 950.50B023XA for retrofitting - produced in accordance with CE- and UKCA-Regulation (EU) 2017/745 on medical devices - fulfils the ÖNORM B1600/1601 and SIA 500 requirements Article no.: HEWI 801.50B700 | https://catalog.hewi.com/en/p/80150B700 | https://catalog.hewi.com/storage/downloads/HEWI_801_50B700_en.pdf
801.50B701 | HEWI Hinged support rail, with flush release and function button | Range 801 Hinged support rail - with integrated flushing mechanism/function buttons, model E and armpad - two parallel rails running one above the other joined by a connecting bend - for holding on to and providing support - weight capacity 100 kg - with continuous, corrosion resistant steel core and wall plate made of matt polyamide with integrated steel core - can be folded upwards and folded downwards with braked movement - silver-metallic button with blue ring for releasing the flushing mechanism, silver-metallic button with yellow ring for triggering a freely definable function (The function button does not meet the requirements for an emergency call according to DIN VDE 0834-1) - spiral cable with bare wire ends for wall connection - including white cover for flush-mounted box - control voltage max. 30 V = SELV, PELV, switching current up to max. 2 A - suitable for all standard concealed cisterns with electrical control - for wall mounting with wall-specific HEWI fixing material (must be ordered separately) - sealing tape for sealing the fixing points is included in the scope of supply - concealed fixing - 700 mm projection, 259 mm high and 78 mm deep, 33 mm rail diameter - arm pad made of PUR integral foam, length 295 mm - made of high-quality matt polyamide in the HEWI colours 99 (pure white), 98 (signal white), 97 (light grey), 95 (stone grey) and 92 (anthracite grey) - toilet roll holder 801.50B011 and floor supports 950.50B021XA and 950.50B023XA for retrofitting - produced in accordance with CE- and UKCA-Regulation (EU) 2017/745 on medical devices - fulfils the ÖNORM B1600/1601 and SIA 500 requirements Article no.: HEWI 801.50B701 | https://catalog.hewi.com/en/p/80150B701 | https://catalog.hewi.com/storage/downloads/HEWI_801_50B701_en.pdf
801.50B705 | HEWI Hinged support rail, with flush release and function button | Range 801 Hinged support rail - with integrated flushing mechanism/function buttons, model E - two parallel rails running one above the other joined by a connecting bend - for holding on to and providing support - weight capacity 100 kg - with continuous, corrosion resistant steel core and wall plate made of polyamide with integrated steel core - can be folded upwards and, folded downwards with braking mechanism - silver-metallic button with blue ring for releasing the flushing mechanism, silver-metallic button with red ring for triggering a freely definable function (The function button does not meet the requirements for an emergency call according to DIN VDE 0834-1) - spiral cable with bare wire ends for wall connection - including white cover for flush-mounted box - control voltage max. 30 V = SELV, PELV, switching current up to max. 2 A - suitable for all standard concealed cisterns with electrical control - for wall mounting with wall-specific HEWI fixing material (must be ordered separately) - sealing tape for sealing the fixing points is included in the scope of supply - concealed fixing - 700 mm projection, 259 mm high and 78 mm deep, 33 mm rail diameter - made of high-quality matt polyamide in HEWI colours 99 (pure white), 98 (signal white), 97 (light grey), 95 (stone grey) and 92 (anthracite grey) - toilet roll holder 801.50B011 and floor supports 950.50B021XA and 950.50B023XA for retrofitting - produced in accordance with CE- and UKCA-Regulation (EU) 2017/745 on medical devices - fulfils the ÖNORM B1600/1601 and SIA 500 requirements Article no.: HEWI 801.50B705 | https://catalog.hewi.com/en/p/80150B705 | https://catalog.hewi.com/storage/downloads/HEWI_801_50B705_en.pdf
801.50B710 | HEWI Hinged support rail, with flush release and function button | Range 801 Hinged support rail - with integrated flushing mechanism/function buttons, model E - two parallel rails running one above the other joined by a connecting bend - for holding on to and providing support - weight capacity 100 kg - with continuous, corrosion resistant steel core and wall plate made of polyamide with integrated steel core - can be folded upwards and, folded downwards with braking mechanism - silver-metallic button with blue ring for releasing the flushing mechanism, silver-metallic button with yellow ring for triggering a freely definable function (The function button does not meet the requirements for an emergency call according to DIN VDE 0834-1) - spiral cable with bare wire ends for wall connection - including white cover for flush-mounted box - control voltage max. 30 V = SELV, PELV, switching current up to max. 2 A - suitable for all standard concealed cisterns with electrical control - for wall mounting with wall-specific HEWI fixing material (must be ordered separately) - sealing tape for sealing the fixing points is included in the scope of supply - concealed fixing - 850 mm projection, 259 mm high and 78 mm deep, 33 mm rail diameter - made of high-quality matt polyamide in HEWI colours 99 (pure white), 98 (signal white), 97 (light grey), 95 (stone grey) and 92 (anthracite grey) - toilet roll holder 801.50B011 and floor supports 950.50B021XA and 950.50B023XA for retrofitting - produced in accordance with CE- and UKCA-Regulation (EU) 2017/745 on medical devices - fulfils the DIN 18040, ÖNORM B1600/1601 and SIA 500 requirements Article no.: HEWI 801.50B710 | https://catalog.hewi.com/en/p/80150B710 | https://catalog.hewi.com/storage/downloads/HEWI_801_50B710_en.pdf
801.50B711 | HEWI Hinged support rail, with flush release and function button | Range 801 Hinged support rail - with integrated flushing mechanism/function buttons, model E and armpad - two parallel rails running one above the other joined by a connecting bend - for holding on to and providing support - weight capacity 100 kg - with continuous, corrosion resistant steel core and wall plate made of matt polyamide with integrated steel core - can be folded upwards and folded downwards with braked movement - silver-metallic button with blue ring for releasing the flushing mechanism, silver-metallic button with yellow ring for triggering a freely definable function (The function button does not meet the requirements for an emergency call according to DIN VDE 0834-1) - spiral cable with bare wire ends for wall connection - including white cover for flush-mounted box - control voltage max. 30 V = SELV, PELV, switching current up to max. 2 A - suitable for all standard concealed cisterns with electrical control - for wall mounting with wall-specific HEWI fixing material (must be ordered separately) - sealing tape for sealing the fixing points is included in the scope of supply - concealed fixing - 850 mm projection, 259 mm high and 78 mm deep, 33 mm rail diameter - arm pad made of PUR integral foam, length 295 mm - made of high-quality matt polyamide in the HEWI colours 99 (pure white), 98 (signal white), 97 (light grey), 95 (stone grey) and 92 (anthracite grey) - toilet roll holder 801.50B011 and floor supports 950.50B021XA and 950.50B023XA for retrofitting - produced in accordance with CE- and UKCA-Regulation (EU) 2017/745 on medical devices - fulfils the DIN 18040, ÖNORM B1600/1601 and SIA 500 requirements Article no.: HEWI 801.50B711 | https://catalog.hewi.com/en/p/80150B711 | https://catalog.hewi.com/storage/downloads/HEWI_801_50B711_en.pdf
801.50B715 | HEWI Hinged support rail, with flush release and function button | Range 801 Hinged support rail - with integrated flushing mechanism/function buttons, model E - two parallel rails running one above the other joined by a connecting bend - for holding on to and providing support - weight capacity 100 kg - with continuous, corrosion resistant steel core and wall plate made of polyamide with integrated steel core - can be folded upwards and, folded downwards with braking mechanism - silver-metallic button with blue ring for releasing the flushing mechanism, silver-metallic button with red ring for triggering a freely definable function (The function button does not meet the requirements for an emergency call according to DIN VDE 0834-1) - spiral cable with bare wire ends for wall connection - including white cover for flush-mounted box - control voltage max. 30 V = SELV, PELV, switching current up to max. 2 A - suitable for all standard concealed cisterns with electrical control - for wall mounting with wall-specific HEWI fixing material (must be ordered separately) - sealing tape for sealing the fixing points is included in the scope of supply - concealed fixing - 850 mm projection, 259 mm high and 78 mm deep, 33 mm rail diameter - made of high-quality matt polyamide in HEWI colours 99 (pure white), 98 (signal white), 97 (light grey), 95 (stone grey) and 92 (anthracite grey) - toilet roll holder 801.50B011 and floor supports 950.50B021XA and 950.50B023XA for retrofitting - produced in accordance with CE- and UKCA-Regulation (EU) 2017/745 on medical devices - fulfils the DIN 18040, ÖNORM B1600/1601 and SIA 500 requirements Article no.: HEWI 801.50B715 | https://catalog.hewi.com/en/p/80150B715 | https://catalog.hewi.com/storage/downloads/HEWI_801_50B715_en.pdf
801.50B720 | HEWI Hinged support rail, with flush release and function button | Range 801 Hinged support rail - with integrated flushing mechanism/function buttons, model E - two parallel rails running one above the other joined by a connecting bend - for holding on to and providing support - weight capacity 100 kg - with continuous, corrosion resistant steel core and wall plate made of polyamide with integrated steel core - can be folded upwards and, folded downwards with braking mechanism - silver-metallic button with blue ring for releasing the flushing mechanism, silver-metallic button with yellow ring for triggering a freely definable function (The function button does not meet the requirements for an emergency call according to DIN VDE 0834-1) - spiral cable with bare wire ends for wall connection - including white cover for flush-mounted box - control voltage max. 30 V = SELV, PELV, switching current up to max. 2 A - suitable for all standard concealed cisterns with electrical control - for wall mounting with wall-specific HEWI fixing material (must be ordered separately) - sealing tape for sealing the fixing points is included in the scope of supply - concealed fixing - 900 mm projection, 259 mm high and 78 mm wide, 33 mm rail diameter - made of high-quality matt polyamide in HEWI colours 99 (pure white), 98 (signal white), 97 (light grey), 95 (stone grey) and 92 (anthracite grey) - toilet roll holder 801.50B011 and floor supports 950.50B021XA and 950.50B023XA for retrofitting - produced in accordance with CE- and UKCA-Regulation (EU) 2017/745 on medical devices - fulfils the ÖNORM B1600/1601 requirements Article no.: HEWI 801.50B720 | https://catalog.hewi.com/en/p/80150B720 | https://catalog.hewi.com/storage/downloads/HEWI_801_50B720_en.pdf
801.50B725 | HEWI Hinged support rail, with flush release and function button | Range 801 Hinged support rail - with integrated flushing mechanism/function buttons, model E - two parallel rails running one above the other joined by a connecting bend - for holding on to and providing support - weight capacity 100 kg - with continuous, corrosion resistant steel core and wall plate made of polyamide with integrated steel core - can be folded upwards and, folded downwards with braking mechanism - silver-metallic button with blue ring for releasing the flushing mechanism, silver-metallic button with red ring for triggering a freely definable function (The function button does not meet the requirements for an emergency call according to DIN VDE 0834-1) - spiral cable with bare wire ends for wall connection - including white cover for flush-mounted box - control voltage max. 30 V = SELV, PELV, switching current up to max. 2 A - suitable for all standard concealed cisterns with electrical control - for wall mounting with wall-specific HEWI fixing material (must be ordered separately) - sealing tape for sealing the fixing points is included in the scope of supply - concealed fixing - 900 mm projection, 259 mm high and 78 mm wide, 33 mm rail diameter - made of high-quality matt polyamide in HEWI colours 99 (pure white), 98 (signal white), 97 (light grey), 95 (stone grey) and 92 (anthracite grey) - toilet roll holder 801.50B011 and floor supports 950.50B021XA and 950.50B023XA for retrofitting - produced in accordance with CE- and UKCA-Regulation (EU) 2017/745 on medical devices - fulfils the ÖNORM B1600/1601 requirements Article no.: HEWI 801.50B725 | https://catalog.hewi.com/en/p/80150B725 | https://catalog.hewi.com/storage/downloads/HEWI_801_50B725_en.pdf
801.50B750 | HEWI Hinged support rail with flush release button | Range 801 Hinged support rail - with an integrated push-button, model E - two parallel rails running one above the other joined by a connecting bend - for holding on to and providing support - weight capacity 100 kg - with continuous, corrosion resistant steel core and wall plate made of polyamide with integrated steel core - can be folded upwards and, folded downwards with braking mechanism - button with blue ring for triggering the WC flush mechanism - spiral cable with bare wire ends for wall connection - including white cover for flush-mounted box - control voltage max. 30 V = SELV, PELV, switching current up to max. 2 A - suitable for all standard concealed cisterns with electrical control - for wall mounting with wall-specific HEWI fixing material (must be ordered separately) - sealing tape for sealing the fixing points is included in the scope of supply - concealed fixing - 700 mm projection, 259 mm high and 78 mm deep, 33 mm rail diameter - made of high-quality matt polyamide in HEWI colours 99 (pure white), 98 (signal white), 97 (light grey), 95 (stone grey) and 92 (anthracite grey) - toilet roll holder 801.50B011 and floor supports 950.50B021XA and 950.50B023XA for retrofitting - produced in accordance with CE- and UKCA-Regulation (EU) 2017/745 on medical devices - fulfils the ÖNORM B1600/1601 and SIA 500 requirements Article no.: HEWI 801.50B750 | https://catalog.hewi.com/en/p/80150B750 | https://catalog.hewi.com/storage/downloads/HEWI_801_50B750_en.pdf
801.50B751 | HEWI Hinged support rail with flush release button | Range 801 Hinged support rail - with an integrated push-button, model E and black armpad - two parallel rails running one above the other joined by a connecting bend - for holding on to and providing support - weight capacity 100 kg - with continuous, corrosion resistant steel core and wall plate made of matt polyamide with integrated steel core - can be folded upwards and folded downwards with braked movement - button with blue ring for triggering the WC flush mechanism - spiral cable with bare wire ends for wall connection - including white cover for flush-mounted box - control voltage max. 30 V = SELV, PELV, switching current up to max. 2 A - suitable for all standard concealed cisterns with electrical control - for wall mounting with wall-specific HEWI fixing material (must be ordered separately) - sealing tape for sealing the fixing points is included in the scope of supply - concealed fixing - 700 mm projection, 259 mm high and 78 mm deep, 33 mm rail diameter - arm pad made of PUR integral foam, length 295 mm - made of high-quality matt polyamide in the HEWI colours 99 (pure white), 98 (signal white), 97 (light grey), 95 (stone grey) and 92 (anthracite grey) - toilet roll holder 801.50B011 and floor supports 950.50B021XA and 950.50B023XA for retrofitting - produced in accordance with CE- and UKCA-Regulation (EU) 2017/745 on medical devices - fulfils the ÖNORM B1600/1601 and SIA 500 requirements Article no.: HEWI 801.50B751 | https://catalog.hewi.com/en/p/80150B751 | https://catalog.hewi.com/storage/downloads/HEWI_801_50B751_en.pdf
801.50B760 | HEWI Hinged support rail with flush release button | Range 801 Hinged support rail - with an integrated push-button, model E - two parallel rails running one above the other joined by a connecting bend - for holding on to and providing support - weight capacity 100 kg - with continuous, corrosion resistant steel core and wall plate made of polyamide with integrated steel core - can be folded upwards and, folded downwards with braking mechanism - button with blue ring for triggering the WC flush mechanism - spiral cable with bare wire ends for wall connection - including white cover for flush-mounted box - control voltage max. 30 V = SELV, PELV, switching current up to max. 2 A - suitable for all standard concealed cisterns with electrical control - for wall mounting with wall-specific HEWI fixing material (must be ordered separately) - sealing tape for sealing the fixing points is included in the scope of supply - concealed fixing - 850 mm projection, 259 mm high and 78 mm deep, 33 mm rail diameter - made of high-quality matt polyamide in HEWI colours 99 (pure white), 98 (signal white), 97 (light grey), 95 (stone grey) and 92 (anthracite grey) - toilet roll holder 801.50B011 and floor supports 950.50B021XA and 950.50B023XA for retrofitting - produced in accordance with CE- and UKCA-Regulation (EU) 2017/745 on medical devices - fulfils the DIN 18040, ÖNORM B1600/1601 and SIA 500 requirements Article no.: HEWI 801.50B760 | https://catalog.hewi.com/en/p/80150B760 | https://catalog.hewi.com/storage/downloads/HEWI_801_50B760_en.pdf
801.50B761 | HEWI Hinged support rail with flush release button | Range 801 Hinged support rail - with an integrated push-button, model E and black armpad - two parallel rails running one above the other joined by a connecting bend - for holding on to and providing support - weight capacity 100 kg - with continuous, corrosion resistant steel core and wall plate made of matt polyamide with integrated steel core - can be folded upwards and folded downwards with braked movement - button with blue ring for triggering the WC flush mechanism - spiral cable with bare wire ends for wall connection - including white cover for flush-mounted box - control voltage max. 30 V = SELV, PELV, switching current up to max. 2 A - suitable for all standard concealed cisterns with electrical control - for wall mounting with wall-specific HEWI fixing material (must be ordered separately) - sealing tape for sealing the fixing points is included in the scope of supply - concealed fixing - 850 mm projection, 259 mm high and 78 mm deep, 33 mm rail diameter - arm pad made of PUR integral foam, length 295 mm - made of high-quality matt polyamide in the HEWI colours 99 (pure white), 98 (signal white), 97 (light grey), 95 (stone grey) and 92 (anthracite grey) - toilet roll holder 801.50B011 and floor supports 950.50B021XA and 950.50B023XA for retrofitting - produced in accordance with CE- and UKCA-Regulation (EU) 2017/745 on medical devices - fulfils the DIN 18040, ÖNORM B1600/1601 and SIA 500 requirements Article no.: HEWI 801.50B761 | https://catalog.hewi.com/en/p/80150B761 | https://catalog.hewi.com/storage/downloads/HEWI_801_50B761_en.pdf
801.50B770 | HEWI Hinged support rail with flush release button | Range 801 Hinged support rail - with an integrated push-button, model E - two parallel rails running one above the other joined by a connecting bend - for holding on to and providing support - weight capacity 100 kg - with continuous, corrosion resistant steel core and wall plate made of polyamide with integrated steel core - can be folded upwards and, folded downwards with braking mechanism - button with blue ring for triggering the WC flush mechanism - spiral cable with bare wire ends for wall connection - including white cover for flush-mounted box - control voltage max. 30 V = SELV, PELV, switching current up to max. 2 A - suitable for all standard concealed cisterns with electrical control - for wall mounting with wall-specific HEWI fixing material (must be ordered separately) - sealing tape for sealing the fixing points is included in the scope of supply - concealed fixing - 900 mm projection, 259 mm high and 78 mm wide, 33 mm rail diameter - made of high-quality matt polyamide in HEWI colours 99 (pure white), 98 (signal white), 97 (light grey), 95 (stone grey) and 92 (anthracite grey) - toilet roll holder 801.50B011 and floor supports 950.50B021XA and 950.50B023XA for retrofitting - produced in accordance with CE- and UKCA-Regulation (EU) 2017/745 on medical devices - fulfils the ÖNORM B1600/1601 requirements Article no.: HEWI 801.50B770 | https://catalog.hewi.com/en/p/80150B770 | https://catalog.hewi.com/storage/downloads/HEWI_801_50B770_en.pdf
801.50D010 | HEWI active+ Upgrade kit toilet roll holder | Toilet roll holder upgrade kit - right angled add-on toilet roll holder - used for retrofitting on the Range 801 HEWI rail system, diameter 33 mm and on HEWI hinged support rails - easy installation - integrated hard, flexible toilet roll brake - 35 mm wide, 131 mm high, 136 mm deep - made of high-quality polyamide in HEWI colour 98 (signal white), with active antimicrobial microsilver Article no.: HEWI 801.50D010 | https://catalog.hewi.com/en/p/80150D010 | https://catalog.hewi.com/storage/downloads/HEWI_801_50D010_en.pdf
801.50D011 | HEWI active+ Upgrade kit toilet roll holder | Toilet roll holder upgrade kit - right angled add-on toilet roll holder - used for retrofitting on the Range 801 HEWI rail system, diameter 33 mm and on HEWI hinged support rails - easy installation - integrated soft, flexible toilet roll brake - 35 mm wide, 131 mm high, 136 mm deep - made of high-quality polyamide in HEWI colour 98 (signal white), with active antimicrobial microsilver Article no.: HEWI 801.50D011 | https://catalog.hewi.com/en/p/80150D011 | https://catalog.hewi.com/storage/downloads/HEWI_801_50D011_en.pdf
801.50D060 | HEWI active+ Upgrade kit WC flushing mechanism (radio-controlled) | WC flushing mechanism upgrade kit (radio controlled) - for retrofitting on HEWI hinged support rail 801.50... - for easy installation - 50 mm wide, 68 mm high, 105 mm long - made of high-quality polyamide in HEWI colour 98 (signal white), with active antimicrobial microsilver - transmission frequency 868.4 MHz - suitable for radio-controlled WC flushing systems made by Geberit, Friatec, Mepa, Sanit, Viega, TECE and Grohe Article no.: HEWI 801.50D060 | https://catalog.hewi.com/en/p/80150D060 | https://catalog.hewi.com/storage/downloads/HEWI_801_50D060_en.pdf
801.50D100 | HEWI active+ Hinged support rail, rotating | Range 801 Hinged support rail (rotatable) - two parallel rails running one above the other joined by a connecting bend - for holding on to and providing support - weight capacity 100 kg - with continuous, corrosion resistant steel core and wall plate made of polyamide with integrated steel core - can be folded upwards and, folded downwards with braking mechanism, in raised position can be turned to left or right towards the wall - for wall mounting with wall-specific HEWI fixing material (must be ordered separately) - sealing tape for sealing the fixing points is included in the scope of supply - concealed fixing - 600 mm projection, 259 mm high and 78 mm deep, 33 mm rail diameter - rails made of high-quality polyamide in HEWI colour 98 (signal white), with active antimicrobial microsilver - toilet roll holder 801.50D011 and WC flushing mechanism (radio-controlled) 801.50D060 and floor supports 950.50.021XA and 950.50.023XA for retrofitting - produced in accordance with CE- and UKCA-Regulation (EU) 2017/745 on medical devices - fulfils the DIN 18040 requirements Article no.: HEWI 801.50D100 | https://catalog.hewi.com/en/p/80150D100 | https://catalog.hewi.com/storage/downloads/HEWI_801_50D100_en.pdf
801.50D107 | HEWI active+ Mobile hinged support rail, rotatable | Range 801 mobile hinged support rail (rotatable) - two parallel rails running one above the other joined by a connecting bend - for holding on to and providing support - weight capacity 100 kg - with continuous, corrosion resistant steel core - can be folded upwards and, folded downwards with braking mechanism, in raised position can be turned to left or right towards the wall - for mobile use - for easy and flexible retrofitting on existing, preassembled mounting plate 950.50.016, must be ordered separately - toolless and quick installation by simple attachment of the mobile hinged support rail - secured by fixing screw to prevent unintentional removal - 600 mm projection, 252 mm high and 78 mm deep, 33 mm rail diameter - rails made of high-quality polyamide in HEWI colour 98 (signal white), with active antimicrobial microsilver - toilet roll holder 801.50D011 and WC flushing mechanism (radio-controlled) 801.50D060 and floor supports 950.50.021XA and 950.50.023XA for retrofitting - produced in accordance with CE- and UKCA-Regulation (EU) 2017/745 on medical devices - fulfils the DIN 18040 requirements Article no.: HEWI 801.50D107 | https://catalog.hewi.com/en/p/80150D107 | https://catalog.hewi.com/storage/downloads/HEWI_801_50D107_en.pdf
801.50D110 | HEWI active+ Hinged support rail, rotating | Range 801 Hinged support rail (rotatable) - two parallel rails running one above the other joined by a connecting bend - for holding on to and providing support - weight capacity 100 kg - with continuous, corrosion resistant steel core and wall plate made of polyamide with integrated steel core - can be folded upwards and, folded downwards with braking mechanism, in raised position can be turned to left or right towards the wall - for wall mounting with wall-specific HEWI fixing material (must be ordered separately) - sealing tape for sealing the fixing points is included in the scope of supply - concealed fixing - 700 mm projection, 259 mm high and 78 mm deep, 33 mm rail diameter - rails made of high-quality polyamide in HEWI colour 98 (signal white), with active antimicrobial microsilver - toilet roll holder 801.50D011 and WC flushing mechanism (radio-controlled) 801.50D060 and floor supports 950.50.021XA and 950.50.023XA for retrofitting - produced in accordance with CE- and UKCA-Regulation (EU) 2017/745 on medical devices - fulfils the ÖNORM B1600/1601 and SIA 500 requirements Article no.: HEWI 801.50D110 | https://catalog.hewi.com/en/p/80150D110 | https://catalog.hewi.com/storage/downloads/HEWI_801_50D110_en.pdf
801.50D117 | HEWI active+ Mobile hinged support rail, rotatable | Range 801 mobile hinged support rail (rotatable) - two parallel rails running one above the other joined by a connecting bend - for holding on to and providing support - weight capacity 100 kg - with continuous, corrosion resistant steel core - can be folded upwards and, folded downwards with braking mechanism, in raised position can be turned to left or right towards the wall - for mobile use - for easy and flexible retrofitting on existing, preassembled mounting plate 950.50.016, must be ordered separately - toolless and quick installation by simple attachment of the mobile hinged support rail - secured by fixing screw to prevent unintentional removal - 700 mm projection, 252 mm high and 78 mm deep, 33 mm rail diameter - rails made of high-quality polyamide in HEWI colour 98 (signal white), with active antimicrobial microsilver - toilet roll holder 801.50D011 and WC flushing mechanism (radio-controlled) 801.50D060 and floor supports 950.50.021XA and 950.50.023XA for retrofitting - produced in accordance with CE- and UKCA-Regulation (EU) 2017/745 on medical devices - fulfils the ÖNORM B1600/1601 and SIA 500 requirements Article no.: HEWI 801.50D117 | https://catalog.hewi.com/en/p/80150D117 | https://catalog.hewi.com/storage/downloads/HEWI_801_50D117_en.pdf
801.50D120 | HEWI active+ Hinged support rail, rotating | Range 801 Hinged support rail (rotatable) - two parallel rails running one above the other joined by a connecting bend - for holding on to and providing support - weight capacity 100 kg - with continuous, corrosion resistant steel core and wall plate made of polyamide with integrated steel core - can be folded upwards and, folded downwards with braking mechanism, in raised position can be turned to left or right towards the wall - for wall mounting with wall-specific HEWI fixing material (must be ordered separately) - sealing tape for sealing the fixing points is included in the scope of supply - concealed fixing - 850 mm projection, 259 mm high and 78 mm deep, 33 mm rail diameter - rails made of high-quality polyamide in HEWI colour 98 (signal white), with active antimicrobial microsilver - toilet roll holder 801.50D011 and WC flushing mechanism (radio-controlled) 801.50D060 and floor supports 950.50.021XA and 950.50.023XA for retrofitting - produced in accordance with CE- and UKCA-Regulation (EU) 2017/745 on medical devices - fulfils the DIN 18040, ÖNORM B1600/1601 and SIA 500 requirements Article no.: HEWI 801.50D120 | https://catalog.hewi.com/en/p/80150D120 | https://catalog.hewi.com/storage/downloads/HEWI_801_50D120_en.pdf
801.50D127 | HEWI active+ Mobile hinged support rail, rotatable | Range 801 mobile hinged support rail (rotatable) - two parallel rails running one above the other joined by a connecting bend - for holding on to and providing support - weight capacity 100 kg - with continuous, corrosion resistant steel core - can be folded upwards and, folded downwards with braking mechanism, in raised position can be turned to left or right towards the wall - for mobile use - for easy and flexible retrofitting on existing, preassembled mounting plate 950.50.016, must be ordered separately - toolless and quick installation by simple attachment of the mobile hinged support rail - secured by fixing screw to prevent unintentional removal - 850 mm projection, 252 mm high and 78 mm deep, 33 mm rail diameter - rails made of high-quality polyamide in HEWI colour 98 (signal white), with active antimicrobial microsilver - toilet roll holder 801.50D011 and WC flushing mechanism (radio-controlled) 801.50D060 and floor supports 950.50.021XA and 950.50.023XA for retrofitting - produced in accordance with CE- and UKCA-Regulation (EU) 2017/745 on medical devices - fulfils the DIN 18040, ÖNORM B1600/1601 and SIA 500 requirements Article no.: HEWI 801.50D127 | https://catalog.hewi.com/en/p/80150D127 | https://catalog.hewi.com/storage/downloads/HEWI_801_50D127_en.pdf
801.50D130 | HEWI active+ Hinged support rail, rotating | Range 801 Hinged support rail (rotatable) - two parallel rails running one above the other joined by a connecting bend - for holding on to and providing support - weight capacity 100 kg - with continuous, corrosion resistant steel core and wall plate made of polyamide with integrated steel core - can be folded upwards and, folded downwards with braking mechanism, in raised position can be turned to left or right towards the wall - for wall mounting with wall-specific HEWI fixing material (must be ordered separately) - sealing tape for sealing the fixing points is included in the scope of supply - concealed fixing - 900 mm projection, 259 mm high and 78 mm wide, 33 mm rail diameter - rails made of high-quality polyamide in HEWI colour 98 (signal white), with active antimicrobial microsilver - toilet roll holder 801.50D011 and WC flushing mechanism (radio-controlled) 801.50D060 and floor supports 950.50.021XA and 950.50.023XA for retrofitting - produced in accordance with CE- and UKCA-Regulation (EU) 2017/745 on medical devices - fulfils the ÖNORM B1600/1601 requirements Article no.: HEWI 801.50D130 | https://catalog.hewi.com/en/p/80150D130 | https://catalog.hewi.com/storage/downloads/HEWI_801_50D130_en.pdf
801.50D137 | HEWI active+ Mobile hinged support rail, rotatable | Range 801 mobile hinged support rail (rotatable) - two parallel rails running one above the other joined by a connecting bend - for holding on to and providing support - weight capacity 100 kg - with continuous, corrosion resistant steel core - can be folded upwards and, folded downwards with braking mechanism, in raised position can be turned to left or right towards the wall - for mobile use - for easy and flexible retrofitting on existing, preassembled mounting plate 950.50.016, must be ordered separately - toolless and quick installation by simple attachment of the mobile hinged support rail - secured by fixing screw to prevent unintentional removal - 900 mm projection, 252 mm high and 78 mm wide, 33 mm rail diameter - rails made of high-quality polyamide in HEWI colour 98 (signal white), with active antimicrobial microsilver - toilet roll holder 801.50D011 and WC flushing mechanism (radio-controlled) 801.50D060 and floor supports 950.50.021XA and 950.50.023XA for retrofitting - produced in accordance with CE- and UKCA-Regulation (EU) 2017/745 on medical devices - fulfils the ÖNORM B1600/1601 requirements Article no.: HEWI 801.50D137 | https://catalog.hewi.com/en/p/80150D137 | https://catalog.hewi.com/storage/downloads/HEWI_801_50D137_en.pdf
801.50D140 | HEWI active+ Hinged support rail, rotating | Range 801 Hinged support rail (rotatable) - two parallel rails running one above the other joined by a connecting bend - for holding on to and providing support - weight capacity 100 kg - with continuous, corrosion resistant steel core and wall plate made of polyamide with integrated steel core - can be folded upwards and, folded downwards with braking mechanism, in raised position can be turned to left or right towards the wall - for wall mounting with wall-specific HEWI fixing material (must be ordered separately) - sealing tape for sealing the fixing points is included in the scope of supply - concealed fixing - 750 mm projection, 259 mm high and 78 mm deep, 33 mm rail diameter - rails made of high-quality polyamide in HEWI colour 98 (signal white), with active antimicrobial microsilver - toilet roll holder 801.50D011 and WC flushing mechanism (radio-controlled) 801.50D060 and floor supports 950.50.021XA and 950.50.023XA for retrofitting - produced in accordance with CE- and UKCA-Regulation (EU) 2017/745 on medical devices - fulfils the requirements applicable in Belgium (CWATUPE, WVG Vlaanderen) in respect of the projection of the hinged support rail on the toilet Article no.: HEWI 801.50D140 | https://catalog.hewi.com/en/p/80150D140 | https://catalog.hewi.com/storage/downloads/HEWI_801_50D140_en.pdf
801.50D147 | HEWI active+ Mobile hinged support rail, rotatable | Range 801 mobile hinged support rail (rotatable) - two parallel rails running one above the other joined by a connecting bend - for holding on to and providing support - weight capacity 100 kg - with continuous, corrosion resistant steel core - can be folded upwards and, folded downwards with braking mechanism, in raised position can be turned to left or right towards the wall - for mobile use - for easy and flexible retrofitting on existing, preassembled mounting plate 950.50.016, must be ordered separately - toolless and quick installation by simple attachment of the mobile hinged support rail - secured by fixing screw to prevent unintentional removal - 750 mm projection, 252 mm high and 78 mm deep, 33 mm rail diameter - rails made of high-quality polyamide in HEWI colour 98 (signal white), with active antimicrobial microsilver - toilet roll holder 801.50D011 and WC flushing mechanism (radio-controlled) 801.50D060 and floor supports 950.50.021XA and 950.50.023XA for retrofitting - produced in accordance with CE- and UKCA-Regulation (EU) 2017/745 on medical devices - fulfils the requirements applicable in Belgium (CWATUPE, WVG Vlaanderen) in respect of the projection of the hinged support rail on the toilet Article no.: HEWI 801.50D147 | https://catalog.hewi.com/en/p/80150D147 | https://catalog.hewi.com/storage/downloads/HEWI_801_50D147_en.pdf
801.50D200 | HEWI active+ Hinged support rail | Range 801 Hinged support rail - two parallel rails running one above the other joined by a connecting bend - for holding on to and providing support - weight capacity 100 kg - with continuous, corrosion resistant steel core and wall plate made of polyamide with integrated steel core - can be folded upwards and, folded downwards with braking mechanism - for wall mounting with wall-specific HEWI fixing material (must be ordered separately) - sealing tape for sealing the fixing points is included in the scope of supply - concealed fixing - 600 mm projection, 259 mm high and 78 mm deep, 33 mm rail diameter - rails made of high-quality polyamide in HEWI colour 98 (signal white), with active antimicrobial microsilver - toilet roll holder 801.50D011 and WC flushing mechanism (radio-controlled) 801.50D060 and floor supports 950.50.021XA and 950.50.023XA for retrofitting - produced in accordance with CE- and UKCA-Regulation (EU) 2017/745 on medical devices - fulfils the DIN 18040 requirements Article no.: HEWI 801.50D200 | https://catalog.hewi.com/en/p/80150D200 | https://catalog.hewi.com/storage/downloads/HEWI_801_50D200_en.pdf
801.50D207 | HEWI active+ Mobile hinged support rail | Range 801 mobile hinged support rail - two parallel rails running one above the other joined by a connecting bend - for holding on to and providing support - weight capacity 100 kg - with continuous, corrosion resistant steel core - can be folded upwards and, folded downwards with braking mechanism - for mobile use - for easy and flexible retrofitting on existing, preassembled mounting plate 950.50.016, must be ordered separately - toolless and quick installation by simple attachment of the mobile hinged support rail - secured by fixing screw to prevent unintentional removal - 600 mm projection, 252 mm high and 78 mm deep, 33 mm rail diameter - rails made of high-quality polyamide in HEWI colour 98 (signal white), with active antimicrobial microsilver - toilet roll holder 801.50D011 and WC flushing mechanism (radio-controlled) 801.50D060 and floor supports 950.50.021XA and 950.50.023XA for retrofitting - produced in accordance with CE- and UKCA-Regulation (EU) 2017/745 on medical devices - fulfils the DIN 18040 requirements Article no.: HEWI 801.50D207 | https://catalog.hewi.com/en/p/80150D207 | https://catalog.hewi.com/storage/downloads/HEWI_801_50D207_en.pdf
801.50D210 | HEWI active+ Hinged support rail | Range 801 Hinged support rail - two parallel rails running one above the other joined by a connecting bend - for holding on to and providing support - weight capacity 100 kg - with continuous, corrosion resistant steel core and wall plate made of polyamide with integrated steel core - can be folded upwards and, folded downwards with braking mechanism - for wall mounting with wall-specific HEWI fixing material (must be ordered separately) - sealing tape for sealing the fixing points is included in the scope of supply - concealed fixing - 700 mm projection, 259 mm high and 78 mm deep, 33 mm rail diameter - rails made of high-quality polyamide in HEWI colour 98 (signal white), with active antimicrobial microsilver - toilet roll holder 801.50D011 and WC flushing mechanism (radio-controlled) 801.50D060 and floor supports 950.50.021XA and 950.50.023XA for retrofitting - produced in accordance with CE- and UKCA-Regulation (EU) 2017/745 on medical devices - fulfils the ÖNORM B1600/1601 and SIA 500 requirements Article no.: HEWI 801.50D210 | https://catalog.hewi.com/en/p/80150D210 | https://catalog.hewi.com/storage/downloads/HEWI_801_50D210_en.pdf
801.50D217 | HEWI active+ Mobile hinged support rail | Range 801 mobile hinged support rail - two parallel rails running one above the other joined by a connecting bend - for holding on to and providing support - weight capacity 100 kg - with continuous, corrosion resistant steel core - can be folded upwards and, folded downwards with braking mechanism - for mobile use - for easy and flexible retrofitting on existing, preassembled mounting plate 950.50.016, must be ordered separately - toolless and quick installation by simple attachment of the mobile hinged support rail - secured by fixing screw to prevent unintentional removal - 700 mm projection, 252 mm high and 78 mm deep, 33 mm rail diameter - rails made of high-quality polyamide in HEWI colour 98 (signal white), with active antimicrobial microsilver - toilet roll holder 801.50D011 and WC flushing mechanism (radio-controlled) 801.50D060 and floor supports 950.50.021XA and 950.50.023XA for retrofitting - produced in accordance with CE- and UKCA-Regulation (EU) 2017/745 on medical devices - fulfils the ÖNORM B1600/1601 and SIA 500 requirements Article no.: HEWI 801.50D217 | https://catalog.hewi.com/en/p/80150D217 | https://catalog.hewi.com/storage/downloads/HEWI_801_50D217_en.pdf
801.50D220 | HEWI active+ Hinged support rail | Range 801 Hinged support rail - two parallel rails running one above the other joined by a connecting bend - for holding on to and providing support - weight capacity 100 kg - with continuous, corrosion resistant steel core and wall plate made of polyamide with integrated steel core - can be folded upwards and, folded downwards with braking mechanism - for wall mounting with wall-specific HEWI fixing material (must be ordered separately) - sealing tape for sealing the fixing points is included in the scope of supply - concealed fixing - 850 mm projection, 259 mm high and 78 mm deep, 33 mm rail diameter - rails made of high-quality polyamide in HEWI colour 98 (signal white), with active antimicrobial microsilver - toilet roll holder 801.50D011 and WC flushing mechanism (radio-controlled) 801.50D060 and floor supports 950.50.021XA and 950.50.023XA for retrofitting - produced in accordance with CE- and UKCA-Regulation (EU) 2017/745 on medical devices - fulfils the DIN 18040, ÖNORM B1600/1601 and SIA 500 requirements Article no.: HEWI 801.50D220 | https://catalog.hewi.com/en/p/80150D220 | https://catalog.hewi.com/storage/downloads/HEWI_801_50D220_en.pdf
801.50D227 | HEWI active+ Mobile hinged support rail | Range 801 mobile hinged support rail - two parallel rails running one above the other joined by a connecting bend - for holding on to and providing support - weight capacity 100 kg - with continuous, corrosion resistant steel core - can be folded upwards and, folded downwards with braking mechanism - for mobile use - for easy and flexible retrofitting on existing, preassembled mounting plate 950.50.016, must be ordered separately - toolless and quick installation by simple attachment of the mobile hinged support rail - secured by fixing screw to prevent unintentional removal - 850 mm projection, 252 mm high and 78 mm deep, 33 mm rail diameter - rails made of high-quality polyamide in HEWI colour 98 (signal white), with active antimicrobial microsilver - toilet roll holder 801.50D011 and WC flushing mechanism (radio-controlled) 801.50D060 and floor supports 950.50.021XA and 950.50.023XA for retrofitting - produced in accordance with CE- and UKCA-Regulation (EU) 2017/745 on medical devices - fulfils the DIN 18040, ÖNORM B1600/1601 and SIA 500 requirements Article no.: HEWI 801.50D227 | https://catalog.hewi.com/en/p/80150D227 | https://catalog.hewi.com/storage/downloads/HEWI_801_50D227_en.pdf
801.50D230 | HEWI active+ Hinged support rail | Range 801 Hinged support rail - two parallel rails running one above the other joined by a connecting bend - for holding on to and providing support - weight capacity 100 kg - with continuous, corrosion resistant steel core and wall plate made of polyamide with integrated steel core - can be folded upwards and, folded downwards with braking mechanism - for wall mounting with wall-specific HEWI fixing material (must be ordered separately) - sealing tape for sealing the fixing points is included in the scope of supply - concealed fixing - 900 mm projection, 259 mm high and 78 mm wide, 33 mm rail diameter - rails made of high-quality polyamide in HEWI colour 98 (signal white), with active antimicrobial microsilver - toilet roll holder 801.50D011 and WC flushing mechanism (radio-controlled) 801.50D060 and floor supports 950.50.021XA and 950.50.023XA for retrofitting - produced in accordance with CE- and UKCA-Regulation (EU) 2017/745 on medical devices - fulfils the ÖNORM B1600/1601 requirements Article no.: HEWI 801.50D230 | https://catalog.hewi.com/en/p/80150D230 | https://catalog.hewi.com/storage/downloads/HEWI_801_50D230_en.pdf
801.50D237 | HEWI active+ Mobile hinged support rail | Range 801 mobile hinged support rail - two parallel rails running one above the other joined by a connecting bend - for holding on to and providing support - weight capacity 100 kg - with continuous, corrosion resistant steel core - can be folded upwards and, folded downwards with braking mechanism - for mobile use - for easy and flexible retrofitting on existing, preassembled mounting plate 950.50.016, must be ordered separately - toolless and quick installation by simple attachment of the mobile hinged support rail - secured by fixing screw to prevent unintentional removal - 900 mm projection, 252 mm high and 78 mm wide, 33 mm rail diameter - rails made of high-quality polyamide in HEWI colour 98 (signal white), with active antimicrobial microsilver - toilet roll holder 801.50D011 and WC flushing mechanism (radio-controlled) 801.50D060 and floor supports 950.50.021XA and 950.50.023XA for retrofitting - produced in accordance with CE- and UKCA-Regulation (EU) 2017/745 on medical devices - fulfils the ÖNORM B1600/1601 requirements Article no.: HEWI 801.50D237 | https://catalog.hewi.com/en/p/80150D237 | https://catalog.hewi.com/storage/downloads/HEWI_801_50D237_en.pdf
801.50D240 | HEWI active+ Hinged support rail | Range 801 Hinged support rail - two parallel rails running one above the other joined by a connecting bend - for holding on to and providing support - weight capacity 100 kg - with continuous, corrosion resistant steel core and wall plate made of polyamide with integrated steel core - can be folded upwards and, folded downwards with braking mechanism - for wall mounting with wall-specific HEWI fixing material (must be ordered separately) - sealing tape for sealing the fixing points is included in the scope of supply - concealed fixing - 750 mm projection, 259 mm high and 78 mm deep, 33 mm rail diameter - rails made of high-quality polyamide in HEWI colour 98 (signal white), with active antimicrobial microsilver - toilet roll holder 801.50D011 and WC flushing mechanism (radio-controlled) 801.50D060 and floor supports 950.50.021XA and 950.50.023XA for retrofitting - produced in accordance with CE- and UKCA-Regulation (EU) 2017/745 on medical devices - fulfils the requirements applicable in Belgium (CWATUPE, WVG Vlaanderen) in respect of the projection of the hinged support rail on the toilet Article no.: HEWI 801.50D240 | https://catalog.hewi.com/en/p/80150D240 | https://catalog.hewi.com/storage/downloads/HEWI_801_50D240_en.pdf
801.50D247 | HEWI active+ Mobile hinged support rail | Range 801 mobile hinged support rail - two parallel rails running one above the other joined by a connecting bend - for holding on to and providing support - weight capacity 100 kg - with continuous, corrosion resistant steel core - can be folded upwards and, folded downwards with braking mechanism - for mobile use - for easy and flexible retrofitting on existing, preassembled mounting plate 950.50.016, must be ordered separately - toolless and quick installation by simple attachment of the mobile hinged support rail - secured by fixing screw to prevent unintentional removal - 750 mm projection, 252 mm high and 78 mm deep, 33 mm rail diameter - rails made of high-quality polyamide in HEWI colour 98 (signal white), with active antimicrobial microsilver - toilet roll holder 801.50D011 and WC flushing mechanism (radio-controlled) 801.50D060 and floor supports 950.50.021XA and 950.50.023XA for retrofitting - produced in accordance with CE- and UKCA-Regulation (EU) 2017/745 on medical devices - fulfils the requirements applicable in Belgium (CWATUPE, WVG Vlaanderen) in respect of the projection of the hinged support rail on the toilet Article no.: HEWI 801.50D247 | https://catalog.hewi.com/en/p/80150D247 | https://catalog.hewi.com/storage/downloads/HEWI_801_50D247_en.pdf
801.50D300 | HEWI active+ Stationary support rail | Range 801 Stationary support - two parallel rails running one above the other joined by a connecting bend - for holding on to and providing support - weight capacity 100 kg - with continuous, corrosion resistant steel core and wall plate made of polyamide with integrated steel core - for wall mounting with wall-specific HEWI fixing material - sealing tape for sealing the fixing points is included in the scope of supply - concealed fixing - 600 mm projection, 259 mm high and 78 mm deep, 33 mm rail diameter - rails made of high-quality polyamide in HEWI colour 98 (signal white), with active antimicrobial microsilver - toilet roll holder 801.50D011 and WC flushing mechanism (radio-controlled) 801.50D060 and floor supports 950.50.021XA and 950.50.023XA for retrofitting - produced in accordance with CE- and UKCA-Regulation (EU) 2017/745 on medical devices Article no.: HEWI 801.50D300 | https://catalog.hewi.com/en/p/80150D300 | https://catalog.hewi.com/storage/downloads/HEWI_801_50D300_en.pdf
801.50D310 | HEWI active+ Stationary support rail | Range 801 Stationary support - two parallel rails running one above the other joined by a connecting bend - for holding on to and providing support - weight capacity 100 kg - with continuous, corrosion resistant steel core and wall plate made of polyamide with integrated steel core - for wall mounting with wall-specific HEWI fixing material - sealing tape for sealing the fixing points is included in the scope of supply - concealed fixing - 700 mm projection, 259 mm high and 78 mm deep, 33 mm rail diameter - rails made of high-quality polyamide in HEWI colour 98 (signal white), with active antimicrobial microsilver - toilet roll holder 801.50D011 and WC flushing mechanism (radio-controlled) 801.50D060 and floor supports 950.50.021XA and 950.50.023XA for retrofitting - produced in accordance with CE- and UKCA-Regulation (EU) 2017/745 on medical devices Article no.: HEWI 801.50D310 | https://catalog.hewi.com/en/p/80150D310 | https://catalog.hewi.com/storage/downloads/HEWI_801_50D310_en.pdf
801.50D320 | HEWI active+ Stationary support rail | Range 801 Stationary support - two parallel rails running one above the other joined by a connecting bend - for holding on to and providing support - weight capacity 100 kg - with continuous, corrosion resistant steel core and wall plate made of polyamide with integrated steel core - for wall mounting with wall-specific HEWI fixing material - sealing tape for sealing the fixing points is included in the scope of supply - concealed fixing - 850 mm projection, 259 mm high and 78 mm deep, 33 mm rail diameter - rails made of high-quality polyamide in HEWI colour 98 (signal white), with active antimicrobial microsilver - toilet roll holder 801.50D011 and WC flushing mechanism (radio-controlled) 801.50D060 and floor supports 950.50.021XA and 950.50.023XA for retrofitting - produced in accordance with CE- and UKCA-Regulation (EU) 2017/745 on medical devices Article no.: HEWI 801.50D320 | https://catalog.hewi.com/en/p/80150D320 | https://catalog.hewi.com/storage/downloads/HEWI_801_50D320_en.pdf
801.50D340 | HEWI active+ Stationary support rail | Range 801 Stationary support - two parallel rails running one above the other joined by a connecting bend - for holding on to and providing support - weight capacity 100 kg - with continuous, corrosion resistant steel core and wall plate made of polyamide with integrated steel core - for wall mounting with wall-specific HEWI fixing material - sealing tape for sealing the fixing points is included in the scope of supply - concealed fixing - 750 mm projection, 259 mm high and 78 mm deep, 33 mm rail diameter - rails made of high-quality polyamide in HEWI colour 98 (signal white), with active antimicrobial microsilver - toilet roll holder 801.50D011 and WC flushing mechanism (radio-controlled) 801.50D060 and floor supports 950.50.021XA and 950.50.023XA for retrofitting - produced in accordance with CE- and UKCA-Regulation (EU) 2017/745 on medical devices - fulfils the requirements applicable in Belgium (CWATUPE, WVG Vlaanderen) in respect of the projection of the hinged support rail on the toilet Article no.: HEWI 801.50D340 | https://catalog.hewi.com/en/p/80150D340 | https://catalog.hewi.com/storage/downloads/HEWI_801_50D340_en.pdf
801.50US010 | HEWI Upgrade kit toilet roll holder (USA) | Range 801 Upgrade kit toilet roll holder (USA) - right angled add-on toilet roll holder - for easy mounting and for equip on HEWI rail systems ø 1 5/16" (33 mm) and on swing-up grab bars Range 801 - with integrated roll brake for commercial toilet paper rolls - 1 3/8 inch (35 mm) wide, 5 3/16 inch (131 mm) high, 6 1/4 inch (159 mm) deep - made from high-grade synthetic material in the HEWI colors 99 (pure white), 95 (stone gray), 92 (anthracite gray), 90 (jet black), 86 (sand), 84 (umber) and 33 (ruby red) Article no.: HEWI 801.50US010 | https://catalog.hewi.com/en/p/80150US010 | https://catalog.hewi.com/storage/downloads/HEWI_801_50US010_en.pdf
801.51.100 | HEWI Removable hanging seat | Range 801 Removable hanging seat - made of rails, seat and back slats - with continuous, corrosion resistant steel core - used as a removable seat in the shower area - maximum weight capacity 150 kg - for hanging on shower grab rails and support rails, rail diameter 33 mm - 345 mm wide, 471 mm high, 480 mm deep - seat 345 mm wide, 336 mm deep - seat slats 55 mm wide - made of high-quality polyamide according to HEWI colour chart - A detailed list of possible combinations of hand rails, L-shaped rails and shower handrails with matching hanging seats can be found in our online catalogue in the download area of the respective product. Article no.: HEWI 801.51.100 | https://catalog.hewi.com/en/p/80151100 | https://catalog.hewi.com/storage/downloads/HEWI_801_51_100_en.pdf
801.51.106 | HEWI Removable hanging seat | Series 801 hook-in seat - construction consists of rails, seat and back surface - serves as removable seat in the shower area - maximum load capacity 150 kg - for hooking into shower handrails and grab bars, rail diameters 30, 32 and 33 mm - 345 mm wide, 471 mm high, 480 mm deep - seat 345 mm wide, 333 mm deep - made of high gloss polyamide in all HEWI colours - with corrosion resistant steel core - A detailed list of possible combinations of hand rails, L-shaped rails and shower handrails with matching hanging seats can be found in our online catalogue in the download area of the respective product. Article no.: HEWI 801.51.106 | https://catalog.hewi.com/en/p/80151106 | https://catalog.hewi.com/storage/downloads/HEWI_801_51_106_en.pdf
801.51.107 | HEWI Removable hanging seat | Series 801 fold-away hook-in seat - construction consists of rails, seat and back surface - serves as removable seat in the shower area - maximum load capacity 150 kg - with space-saving fold-away seat - for hooking into shower handrails and grab bars, rail diameters 30, 32 and 33 mm - 345 mm wide, 472 mm high, 485 mm deep - seat 345 mm wide, 339 mm deep - made of high gloss polyamide in all HEWI colours - with corrosion resistant steel core - A detailed list of possible combinations of hand rails, L-shaped rails and shower handrails with matching hanging seats can be found in our online catalogue in the download area of the respective product. Article no.: HEWI 801.51.107 | https://catalog.hewi.com/en/p/80151107 | https://catalog.hewi.com/storage/downloads/HEWI_801_51_107_en.pdf
801.51.110 | HEWI Removable hanging seat | Range 801 Removable hanging seat - made of rails, seat and back slats - with continuous, corrosion resistant steel core - used as a removable seat in the shower area - maximum weight capacity 150 kg - for hanging on shower grab rails and support rails, rail diameter 33 mm - 450 mm wide, 472 mm high, 500 mm deep, seat 450 mm wide, 354 mm deep, seat slats 60 mm wide - made of high-quality polyamide according to HEWI colour chart - A detailed list of possible combinations of hand rails, L-shaped rails and shower handrails with matching hanging seats can be found in our online catalogue in the download area of the respective product. Article no.: HEWI 801.51.110 | https://catalog.hewi.com/en/p/80151110 | https://catalog.hewi.com/storage/downloads/HEWI_801_51_110_en.pdf
801.51.115 | HEWI Removable hanging seat, foldable | Range 801 Removable hanging seat (foldable) - made of rails, seat and back slats - with continuous, corrosion resistant steel core - with space-saving fold-up seat - used as a removable seat in the shower area - maximum weight capacity 150 kg - for hanging on shower grab rails and support rails, rail diameter 33 mm - 450 mm wide, 473 mm high and 504 mm deep, seat 358 mm deep, seat slats 60 mm wide - made of high-quality polyamide according to HEWI colour chart - A detailed list of possible combinations of hand rails, L-shaped rails and shower handrails with matching hanging seats can be found in our online catalogue in the download area of the respective product. Article no.: HEWI 801.51.115 | https://catalog.hewi.com/en/p/80151115 | https://catalog.hewi.com/storage/downloads/HEWI_801_51_115_en.pdf
801.51.116 | HEWI Removable hanging seat | Series 801 hook-in seat - construction consists of rails, seat and back surface - serves as removable seat in the shower area - maximum load capacity 150 kg - for hooking into shower handrails and grab bars, rail diameters 30, 32 and 33 mm - 450 mm wide, 472 mm high, 500 mm deep - seat 450 mm wide, 350 mm deep - made of high gloss polyamide in all HEWI colours - with corrosion resistant steel core - A detailed list of possible combinations of hand rails, L-shaped rails and shower handrails with matching hanging seats can be found in our online catalogue in the download area of the respective product. Article no.: HEWI 801.51.116 | https://catalog.hewi.com/en/p/80151116 | https://catalog.hewi.com/storage/downloads/HEWI_801_51_116_en.pdf
801.51.117 | HEWI Removable hanging seat | Series 801 fold-away hook-in seat - construction consists of rails, seat and back surface - serves as removable seat in the shower area - maximum load capacity 150 kg - with space-saving fold-away seat - for hooking into shower handrails and grab bars, rail diameters 30, 32 and 33 mm - 450 mm wide, 473 mm high, 504 mm deep - seat 450 mm wide, 354 mm deep - made of high gloss polyamide in all HEWI colours - with corrosion resistant steel core - A detailed list of possible combinations of hand rails, L-shaped rails and shower handrails with matching hanging seats can be found in our online catalogue in the download area of the respective product. Article no.: HEWI 801.51.117 | https://catalog.hewi.com/en/p/80151117 | https://catalog.hewi.com/storage/downloads/HEWI_801_51_117_en.pdf
801.51.200 | HEWI Hinged seat | Range 801 Hinged seat - made of rails and seat slats - with continuous, corrosion resistant steel core - can be folded up - adjustable seat tilt - used for safe sitting in the shower area - maximum weight capacity 150 kg - wall mounting plate made of polyamide with integrated steel core - mounting on the wall with HEWI wall-specific fixing material made of stainless steel - sealing tape and sealing discs for sealing the fixing points according to DIN 18534 are included in the scope of delivery - 378 mm wide, 408 mm deep - seat slats 55 mm wide - made of high-quality polyamide according to HEWI colour chart Article no.: HEWI 801.51.200 | https://catalog.hewi.com/en/p/80151200 | https://catalog.hewi.com/storage/downloads/HEWI_801_51_200_en.pdf
801.51.2000 | HEWI Hinged seat | Series 801 ICONIC Folding Seat - three-coloured folding seat - Made of high gloss polyamide - Seat: 99 (pure white), Wall plate: 55 (aqua blue), Bend: 36 (coral) - Made of rails and seat elements - Used for safe sitting in the shower area - Maximum weight capacity 150 kg - With space-saving fold-up seat - For wall mounting with wall-specific HEWI mounting material - Sealing tape and sealing rods for sealing the mounting points according to DIN 18534 are included in the delivery - Concealed mounting - Width 378 mm, Depth 408 mm - Seat elements 55 mm in width - With corrosion-resistant steel core - Wall plates made of polyamide with integrated steel core Article no.: HEWI 801.51.2000 | https://catalog.hewi.com/en/p/801512000 | https://catalog.hewi.com/storage/downloads/HEWI_801_51_2000_en.pdf
801.51.2001 | HEWI Hinged seat | Series 801 ICONIC Folding Seat - Three-coloured folding seat - Made of high gloss polyamide - Seat: 74 (apple green), Wall plate: 72 (may green), Bend: 36 (coral) - Made of rails and seat elements - Used for safe sitting in the shower area - Maximum weight capacity 150 kg - With space-saving fold-up seat - For wall mounting with wall-specific HEWI mounting material - Sealing tape and sealing rods for sealing the mounting points according to DIN 18534 are included in the delivery - Concealed mounting - Width 378 mm, Depth 408 mm - Seat elements 55 mm in width - With corrosion-resistant steel core - Wall plates made of polyamide with integrated steel core Article no.: HEWI 801.51.2001 | https://catalog.hewi.com/en/p/801512001 | https://catalog.hewi.com/storage/downloads/HEWI_801_51_2001_en.pdf
801.51.2002 | HEWI Hinged seat | Series 801 ICONIC Folding Seat - three-coloured folding seat - Made of high gloss polyamide - Seat: 55 (aqua blue), Wall plate: 50 (steel blue), Bend: 74 (apple green) - Made of rails and seat elements - Used for safe sitting in the shower area - Maximum weight capacity 150 kg - With space-saving fold-up seat - For wall mounting with wall-specific HEWI mounting material - Sealing tape and sealing rods for sealing the mounting points according to DIN 18534 are included in the delivery - Concealed mounting - Width 378 mm, Depth 408 mm - Seat elements 55 mm in width - With corrosion-resistant steel core - Wall plates made of polyamide with integrated steel core Article no.: HEWI 801.51.2002 | https://catalog.hewi.com/en/p/801512002 | https://catalog.hewi.com/storage/downloads/HEWI_801_51_2002_en.pdf
801.51.202S | HEWI Hinged seat | Range 801 Hinged seat - made of rails and seat slats - with continuous, corrosion resistant steel core - with made-to-measure floor support for absorbing vertical application of force - can be folded up - adjustable seat tilt - used for safe sitting in the shower area - maximum weight capacity 150 kg - wall mounting plate made of polyamide with integrated steel core - mounting on the wall with HEWI wall-specific fixing material made of stainless steel - sealing tape and sealing discs for sealing the fixing points according to DIN 18534 are included in the scope of delivery - 378 mm wide, 414 mm deep - seat slats 55 mm wide - made of high-quality polyamide according to HEWI colour chart - floor support made to measure for seat heights up to 672 mm Article no.: HEWI 801.51.202S | https://catalog.hewi.com/en/p/80151202S | https://catalog.hewi.com/storage/downloads/HEWI_801_51_202S_en.pdf
801.51.203S | HEWI Hinged seat | Range 801 Hinged seat - made of rails and seat slats - with continuous, corrosion resistant steel core - with made-to-measure floor support for absorbing vertical application of force - with extra large floor mount - can be folded up - adjustable seat tilt - used for safe sitting in the shower area - maximum weight capacity 150 kg - wall mounting plate made of polyamide with integrated steel core - mounting on the wall with HEWI wall-specific fixing material made of stainless steel - sealing tape and sealing discs for sealing the fixing points according to DIN 18534 are included in the scope of delivery - 378 mm wide, 414 mm deep - seat slats 55 mm wide - made of high-quality polyamide according to HEWI colour chart - floor support made to measure for seat heights up to 672 mm - floor support a broad bottomed buffer to protect soft floor coverings Article no.: HEWI 801.51.203S | https://catalog.hewi.com/en/p/80151203S | https://catalog.hewi.com/storage/downloads/HEWI_801_51_203S_en.pdf
801.51.207 | HEWI Hinged seat | Series 801 fold-away seat - construction consists of rails and seat - for safe sitting in the shower area - maximum load capacity 150 kg - with space-saving fold-away seat - mounted on the wall with wall-specific HEWI fixing material - sealing tape and sealing discs for sealing the fixing points according to DIN 18534 are included in the scope of delivery - concealed fixing - 378 mm wide, 408 mm deep - seat surface 345 mm wide - made of high gloss polyamide in all HEWI colours - with corrosion resistant steel core - wall plates made of polyamide with integrated steel core Article no.: HEWI 801.51.207 | https://catalog.hewi.com/en/p/80151207 | https://catalog.hewi.com/storage/downloads/HEWI_801_51_207_en.pdf
801.51.207S | HEWI Hinged seat | Series 801 fold-away seat - construction consists of rails and seat elements - for safe sitting in the shower area - maximum load capacity 150 kg - with space-saving fold-away seat - with made-to-measure floor support to absorb the vertical force - mounted on the wall with wall-specific HEWI fixing material - sealing tape and sealing discs for sealing the fixing points according to DIN 18534 are included in the scope of delivery - concealed fixing - 378 mm wide, 414 mm deep - seat surface 345 mm wide - floor support made-to-measure for seat heights up to 672 mm - made of high gloss polyamide in all HEWI colours - with corrosion resistant steel core - wall plates made of polyamide with integrated steel core Article no.: HEWI 801.51.207S | https://catalog.hewi.com/en/p/80151207S | https://catalog.hewi.com/storage/downloads/HEWI_801_51_207S_en.pdf
801.51.210 | HEWI Hinged seat | Range 801 Hinged seat - made of rails and seat slats - with continuous, corrosion resistant steel core - can be folded up - adjustable seat tilt - used for safe sitting in the shower area - maximum weight capacity 150 kg - wall mounting plate made of polyamide with integrated steel core - mounting on the wall with HEWI wall-specific fixing material made of stainless steel - sealing tape and sealing discs for sealing the fixing points according to DIN 18534 are included in the scope of delivery - 478 mm wide, 428 mm deep - seat slats 60 mm wide - made of high-quality polyamide according to HEWI colour chart Article no.: HEWI 801.51.210 | https://catalog.hewi.com/en/p/80151210 | https://catalog.hewi.com/storage/downloads/HEWI_801_51_210_en.pdf
801.51.2100 | HEWI Hinged seat | Series 801 ICONIC Folding Seat - three-coloured folding seat - Made of high gloss polyamide - Seat: 99 (pure white), Wall plate: 55 (aqua blue), Bend: 36 (coral) - Made of rails and seat elements - Used for safe sitting in the shower area - Maximum weight capacity 150 kg - With space-saving fold-up seat - For wall mounting with wall-specific HEWI mounting material - Sealing tape and sealing rods for sealing the mounting points according to DIN 18534 are included in the delivery - Concealed mounting - Width 478 mm, Depth 428 mm - Seat elements 60 mm in width - With corrosion-resistant steel core - Wall plates made of polyamide with integrated steel core Article no.: HEWI 801.51.2100 | https://catalog.hewi.com/en/p/801512100 | https://catalog.hewi.com/storage/downloads/HEWI_801_51_2100_en.pdf
801.51.216S | HEWI Hinged seat | Range 801 Hinged seat - made of rails and seat slats - with continuous, corrosion resistant steel core - with made-to-measure floor support for absorbing vertical application of force - can be folded up - adjustable seat tilt - used for safe sitting in the shower area - maximum weight capacity 150 kg - wall mounting plate made of polyamide with integrated steel core - mounting on the wall with HEWI wall-specific fixing material made of stainless steel - sealing discs for sealing the fixing points according to DIN 18534 are included in the scope of delivery - 450 mm wide, 665 mm deep - seat slats 55 mm wide - made of high-quality polyamide according to HEWI colour chart - floor support made to measure for seat heights from 200 to 672 mm - floor support with wide floor buffer to protect soft floor coverings - meets the requirements of BS standard BS 8300:2009+A1:2010/Doc M Article no.: HEWI 801.51.216S | https://catalog.hewi.com/en/p/80151216S | https://catalog.hewi.com/storage/downloads/HEWI_801_51_216S_en.pdf
801.51.217 | HEWI Hinged seat | Series 801 fold-away seat - construction consists of rails and seat - for safe sitting in the shower area - maximum load capacity 150 kg - with space-saving fold-away seat - mounted on the wall with wall-specific HEWI fixing material - sealing tape and sealing discs for sealing the fixing points according to DIN 18534 are included in the scope of delivery - concealed fixing - 478 mm wide, 428 mm deep - seat surface 450 mm wide - made of high gloss polyamide in all HEWI colours - with corrosion resistant steel core - wall plates made of polyamide with integrated steel core Article no.: HEWI 801.51.217 | https://catalog.hewi.com/en/p/80151217 | https://catalog.hewi.com/storage/downloads/HEWI_801_51_217_en.pdf
801.51.300 | HEWI Stool | Range 801 Shower stool - made of rails and seat slats - with continuous, corrosion resistant steel core - enables user to sit safely in the bathroom - maximum weight capacity 150 kg - for mobile use - 345 mm wide, 505 mm high, 336 mm deep - seat slats 55 mm wide - made of high-quality polyamide according to HEWI colour chart Article no.: HEWI 801.51.300 | https://catalog.hewi.com/en/p/80151300 | https://catalog.hewi.com/storage/downloads/HEWI_801_51_300_en.pdf
801.51.306 | HEWI Stool | Series 801 shower stool - construction consists of rails and seat - for safe sitting in the bathroom - maximum load capacity 150 kg - mobile use - 345 mm wide, 507 mm high, 336 mm deep - with continuous corrosion resistant steel core - made of high-quality polyamide in all HEWI colours Article no.: HEWI 801.51.306 | https://catalog.hewi.com/en/p/80151306 | https://catalog.hewi.com/storage/downloads/HEWI_801_51_306_en.pdf
801.51.8400 | HEWI Shower bench with weight capacity up to 350 kg | Range 801 Shower bench - suitable for use in the shower - made of rail system, diameter 33 mm, with continuous, corrosion resistant steel core - with additional, side support rails - used for safe sitting in the bathroom and shower area - maximum weight capacity 350 kg - for mobile use - 688 mm wide, 448 mm deep, 500 mm seat height, 612 mm total height - with 55 mm wide polyamide seat slats - made of high-quality polyamide according to HEWI colour chart Article no.: HEWI 801.51.8400 | https://catalog.hewi.com/en/p/801518400 | https://catalog.hewi.com/storage/downloads/HEWI_801_51_8400_en.pdf
801.51.8410 | HEWI Shower bench with weight capacity up to 350 kg | Range 801 Shower bench - suitable for use in the shower - made of rail system, diameter 33 mm, with continuous, corrosion resistant steel core - with additional, side support rails - used for safe sitting in the bathroom and shower area - maximum weight capacity 350 kg - for mobile use - 960 mm wide, 448 mm deep, 500 mm seat height, 612 mm total height - with 55 mm wide polyamide seat slats - made of high-quality polyamide according to HEWI colour chart Article no.: HEWI 801.51.8410 | https://catalog.hewi.com/en/p/801518410 | https://catalog.hewi.com/storage/downloads/HEWI_801_51_8410_en.pdf
801.51.900 | HEWI Backrest | Range 801 Backrest rail - padded backrest with right-angled fixing rails on each side - serves as back support for toilet users - with continuous, corrosion resistant steel core - for fitting onto hinged support rails or stationary supports with wall mounting plate, adjustable on site - 670 to 730 mm wide, 220 mm high and 150 mm deep, backrest 350 mm wide, rail diameter 33 mm - backpad made of black PUR - made of high-quality polyamide according to HEWI colour chart - fulfils the DIN 18040 and ÖNORM B1600/1601 requirements Article no.: HEWI 801.51.900 | https://catalog.hewi.com/en/p/80151900 | https://catalog.hewi.com/storage/downloads/HEWI_801_51_900_en.pdf
801.51.901 | HEWI Backrest | Range 801 Backrest rail - padded backrest with right-angled fixing rails on each side - serves as back support for toilet users - with continuous, corrosion resistant steel core - for fitting onto hinged support rails or stationary supports with wall mounting plate, adjustable on site - 640 to 670 mm wide, 220 mm high and 150 mm deep, backrest 350 mm wide, rail diameter 33 mm - backpad made of black PUR - made of high-quality polyamide according to HEWI colour chart - fulfils the requirements to Britsh-Standard BS 8300:2009+A1:2010/Doc M. Article no.: HEWI 801.51.901 | https://catalog.hewi.com/en/p/80151901 | https://catalog.hewi.com/storage/downloads/HEWI_801_51_901_en.pdf
801.51.9061 | HEWI Backrest | Back support, Series 801 - back rest with rectangular bent fixing rods on both sides - serves to support the back on the WC - mounted on folding support handles or wall support handles with wall plate, adjustable on site - 650 to 750 mm wide, 150 mm deep, back rest 334 mm high and 370 mm wide, rod diameter 33 mm - with continuous, corrosion-protected steel core - back rest made of synthetic material in HEWI colour 98 (signal white) - connection made of high-gloss polyamide according to HEWI colour chart - meets the requirements according to DIN 18040 and ÖNORM B1600/1601 Article no.: HEWI 801.51.9061 | https://catalog.hewi.com/en/p/801519061 | https://catalog.hewi.com/storage/downloads/HEWI_801_51_9061_en.pdf
801.51.9062 | HEWI Backrest | Back support, Series 801 - back rest with rectangular bent fixing rods on both sides - serves to support the back on the WC - mounted on folding support handles or wall support handles with wall plate, adjustable on site - 650 to 750 mm wide, 150 mm deep, back rest 334 mm high and 370 mm wide, rod diameter 33 mm - with continuous, corrosion-protected steel core - back rest made of synthetic material in HEWI colour 92 (anthracite grey) - connection made of high-gloss polyamide according to HEWI colour chart - meets the requirements according to DIN 18040 and ÖNORM B1600/1601 Article no.: HEWI 801.51.9062 | https://catalog.hewi.com/en/p/801519062 | https://catalog.hewi.com/storage/downloads/HEWI_801_51_9062_en.pdf
801.51.9063 | HEWI Backrest | Back support, Series 801 - back rest with rectangular bent fixing rods on both sides - serves to support the back on the WC - mounted on folding support handles or wall support handles with wall plate, adjustable on site - 650 to 750 mm wide, 150 mm deep, back rest 334 mm high and 370 mm wide, rod diameter 33 mm - with continuous, corrosion-protected steel core - back rest made of synthetic material in HEWI colour 90 (jet black) - connection made of high-gloss polyamide according to HEWI colour chart - meets the requirements according to DIN 18040 and ÖNORM B1600/1601 Article no.: HEWI 801.51.9063 | https://catalog.hewi.com/en/p/801519063 | https://catalog.hewi.com/storage/downloads/HEWI_801_51_9063_en.pdf
801.51.9071 | HEWI Backrest | Back rest, Series 801 - back rest with fixing rods on both sides - user-friendly wall distance of 230 mm - serves to support the back on the WC - mounted on folding support handles or wall support handles with wall plate, adjustable on site - 650 to 750 mm wide, 230 mm deep, back rest 334 mm high and 370 mm wide, rod diameter 33 mm - with continuous, corrosion-protected steel core - back rest made of synthetic material in HEWI colour 98 (signal white) - connection made of high-gloss polyamide according to HEWI colour table Article no.: HEWI 801.51.9071 | https://catalog.hewi.com/en/p/801519071 | https://catalog.hewi.com/storage/downloads/HEWI_801_51_9071_en.pdf
801.51.9072 | HEWI Backrest | Back rest, Series 801 - back rest with fixing rods on both sides - user-friendly wall distance of 230 mm - serves to support the back on the WC - mounted on folding support handles or wall support handles with wall plate, adjustable on site - 650 to 750 mm wide, 230 mm deep, back rest 334 mm high and 370 mm wide, rod diameter 33 mm - with continuous, corrosion-protected steel core - back rest made of synthetic material in HEWI colour 92 (anthracite grey) - connection made of high-gloss polyamide according to HEWI colour table Article no.: HEWI 801.51.9072 | https://catalog.hewi.com/en/p/801519072 | https://catalog.hewi.com/storage/downloads/HEWI_801_51_9072_en.pdf
801.51.9073 | HEWI Backrest | Back rest, Series 801 - back rest with fixing rods on both sides - user-friendly wall distance of 230 mm - serves to support the back on the WC - mounted on folding support handles or wall support handles with wall plate, adjustable on site - 650 to 750 mm wide, 230 mm deep, back rest 334 mm high and 370 mm wide, rod diameter 33 mm - with continuous, corrosion-protected steel core - back rest made of synthetic material in HEWI colour 90 (jet black) - connection made of high-gloss polyamide according to HEWI colour table Article no.: HEWI 801.51.9073 | https://catalog.hewi.com/en/p/801519073 | https://catalog.hewi.com/storage/downloads/HEWI_801_51_9073_en.pdf
801.51.910 | HEWI Backrest | Range 801 Backrest rail - padded backrest with right-angled rails attached on both sides and fixing roses - serves as back support for toilet users - with continuous, corrosion resistant steel core - for wall mounting with roses - 670 to 730 mm wide, 220 mm high and 150 mm deep, backrest 350 mm wide, rail diameter 33 mm, rose diameter 70 mm - backpad made of black PUR - made of high-quality polyamide according to HEWI colour chart - fulfils the DIN 18040 and ÖNORM B1600/1601 requirements Article no.: HEWI 801.51.910 | https://catalog.hewi.com/en/p/80151910 | https://catalog.hewi.com/storage/downloads/HEWI_801_51_910_en.pdf
801.51.911 | HEWI Backrest | Range 801 Backrest rail - padded backrest with right-angled rails attached on both sides and fixing roses - serves as back support for toilet users - with continuous, corrosion resistant steel core - wall mounting with roses - c to c 435 mm, 220 mm high and 150 mm deep, backrest 350 mm wide, rail diameter 33 mm, rose diameter 70 mm - backpad made of black PUR - made of high-quality polyamide according to HEWI colour chart - fulfils the requirements to Britsh-Standard BS 8300:2009+A1:2010/Doc M. Article no.: HEWI 801.51.911 | https://catalog.hewi.com/en/p/80151911 | https://catalog.hewi.com/storage/downloads/HEWI_801_51_911_en.pdf
801.51.9121 | HEWI Backrest | Back support, Series 801 - back rest with right-angled rods and fixing rosettes on both sides - used to support the back on the WC - with continuous, corrosion-protected steel core - wall mounting with rosettes - 435 to 535 mm wide, 150 mm deep, back rest 334 mm high and 370 mm wide, rod diameter 33 mm, rosette diameter 70 mm - back rest made of synthetic material in HEWI colour 98 (signal white) - made of high-gloss polyamide according to HEWI colour chart - meets the requirements of BS standard BS 8300:2009+A1:2010/Doc M Article no.: HEWI 801.51.9121 | https://catalog.hewi.com/en/p/801519121 | https://catalog.hewi.com/storage/downloads/HEWI_801_51_9121_en.pdf
801.51.9122 | HEWI Backrest | Back support, Series 801 - back rest with right-angled rods and fixing rosettes on both sides - used to support the back on the WC - with continuous, corrosion-protected steel core - wall mounting with rosettes - 435 to 535 mm wide, 150 mm deep, back rest 334 mm high and 370 mm wide, rod diameter 33 mm, rosette diameter 70 mm - back rest made of synthetic material in HEWI colour 92 (anthracite grey) - made of high-gloss polyamide according to HEWI colour chart - meets the requirements of BS standard BS 8300:2009+A1:2010/Doc M Article no.: HEWI 801.51.9122 | https://catalog.hewi.com/en/p/801519122 | https://catalog.hewi.com/storage/downloads/HEWI_801_51_9122_en.pdf
801.51.9123 | HEWI Backrest | Back support, Series 801 - back rest with right-angled rods and fixing rosettes on both sides - used to support the back on the WC - with continuous, corrosion-protected steel core - wall mounting with rosettes - 435 to 535 mm wide, 150 mm deep, back rest 334 mm high and 370 mm wide, rod diameter 33 mm, rosette diameter 70 mm - back rest made of synthetic material in HEWI colour 90 (jet black) - made of high-gloss polyamide according to HEWI colour chart - meets the requirements of BS standard BS 8300:2009+A1:2010/Doc M Article no.: HEWI 801.51.9123 | https://catalog.hewi.com/en/p/801519123 | https://catalog.hewi.com/storage/downloads/HEWI_801_51_9123_en.pdf
801.51.9131 | HEWI Backrest | Back rest, Series 801 - back rest with right-angled rods and fixing rosettes on both sides - user-friendly wall distance of 230 mm - serves to support the back on the WC - with continuous, corrosion-protected steel core - wall mounting with rosettes - 435 to 535 mm wide, 230 mm deep, back rest 334 mm high and 370 mm wide, rod diameter 33 mm, rosette diameter 70 mm - back rest made of synthetic material in HEWI colour 98 (signal white) - made of high-gloss polyamide according to HEWI colour table Article no.: HEWI 801.51.9131 | https://catalog.hewi.com/en/p/801519131 | https://catalog.hewi.com/storage/downloads/HEWI_801_51_9131_en.pdf
801.51.9132 | HEWI Backrest | Back rest, Series 801 - back rest with right-angled rods and fixing rosettes on both sides - user-friendly wall distance of 230 mm - serves to support the back on the WC - with continuous, corrosion-protected steel core - wall mounting with rosettes - 435 to 535 mm wide, 230 mm deep, back rest 334 mm high and 370 mm wide, rod diameter 33 mm, rosette diameter 70 mm - back rest made of synthetic material in HEWI colour 92 (anthracite grey) - made of high-gloss polyamide according to HEWI colour table Article no.: HEWI 801.51.9132 | https://catalog.hewi.com/en/p/801519132 | https://catalog.hewi.com/storage/downloads/HEWI_801_51_9132_en.pdf
801.51.9133 | HEWI Backrest | Back rest, Series 801 - back rest with right-angled rods and fixing rosettes on both sides - user-friendly wall distance of 230 mm - serves to support the back on the WC - with continuous, corrosion-protected steel core - wall mounting with rosettes - 435 to 535 mm wide, 230 mm deep, back rest 334 mm high and 370 mm wide, rod diameter 33 mm, rosette diameter 70 mm - back rest made of synthetic material in HEWI colour 90 (jet black) - made of high-gloss polyamide according to HEWI colour table Article no.: HEWI 801.51.9133 | https://catalog.hewi.com/en/p/801519133 | https://catalog.hewi.com/storage/downloads/HEWI_801_51_9133_en.pdf
801.51.9161 | HEWI Backrest | Back support, Series 801 - back rest with right-angled rods and fixing rosettes on both sides - serves to support the back on the WC - wall mounting with rosettes - 650 to 750 mm wide, 150 mm deep, back rest 334 mm high and 370 mm wide, rod diameter 33 mm, rosette diameter 70 mm - with continuous, corrosion-protected steel core - back rest made of synthetic material in HEWI colour 98 (signal white) - connection made of high-gloss polyamide according to HEWI colour chart - meets the requirements according to DIN 18040 and ÖNORM B1600/1601 Article no.: HEWI 801.51.9161 | https://catalog.hewi.com/en/p/801519161 | https://catalog.hewi.com/storage/downloads/HEWI_801_51_9161_en.pdf
801.51.9162 | HEWI Backrest | Back support, Series 801 - back rest with right-angled rods and fixing rosettes on both sides - serves to support the back on the WC - wall mounting with rosettes - 650 to 750 mm wide, 150 mm deep, back rest 334 mm high and 370 mm wide, rod diameter 33 mm, rosette diameter 70 mm - with continuous, corrosion-protected steel core - back rest made of synthetic material in HEWI colour 92 (anthracite grey) - connection made of high-gloss polyamide according to HEWI colour chart - meets the requirements according to DIN 18040 and ÖNORM B1600/1601 Article no.: HEWI 801.51.9162 | https://catalog.hewi.com/en/p/801519162 | https://catalog.hewi.com/storage/downloads/HEWI_801_51_9162_en.pdf
801.51.9163 | HEWI Backrest | Back support, Series 801 - back rest with right-angled rods and fixing rosettes on both sides - serves to support the back on the WC - wall mounting with rosettes - 650 to 750 mm wide, 150 mm deep, back rest 334 mm high and 370 mm wide, rod diameter 33 mm, rosette diameter 70 mm - with continuous, corrosion-protected steel core - back rest made of synthetic material in HEWI colour 90 (jet black) - connection made of high-gloss polyamide according to HEWI colour chart - meets the requirements according to DIN 18040 and ÖNORM B1600/1601 Article no.: HEWI 801.51.9163 | https://catalog.hewi.com/en/p/801519163 | https://catalog.hewi.com/storage/downloads/HEWI_801_51_9163_en.pdf
801.51.9171 | HEWI Backrest | Back rest, Series 801 - back rest with rods and fixing rosettes on both sides - user-friendly wall distance of 230 mm - serves to support the back on the WC - wall mounting with rosettes - 650 to 750 mm wide, 230 mm deep, back rest 334 mm high and 370 mm wide, rod diameter 33 mm, rosette diameter 70 mm - with continuous, corrosion-protected steel core - back rest made of synthetic material in HEWI colour 98 (signal white) - connection made of high-gloss polyamide according to HEWI colour table Article no.: HEWI 801.51.9171 | https://catalog.hewi.com/en/p/801519171 | https://catalog.hewi.com/storage/downloads/HEWI_801_51_9171_en.pdf
801.51.9172 | HEWI Backrest | Back rest, Series 801 - back rest with rods and fixing rosettes on both sides - user-friendly wall distance of 230 mm - serves to support the back on the WC - wall mounting with rosettes - 650 to 750 mm wide, 230 mm deep, back rest 334 mm high and 370 mm wide, rod diameter 33 mm, rosette diameter 70 mm - with continuous, corrosion-protected steel core - back rest made of synthetic material in HEWI colour 92 (anthracite grey) - connection made of high-gloss polyamide according to HEWI colour table Article no.: HEWI 801.51.9172 | https://catalog.hewi.com/en/p/801519172 | https://catalog.hewi.com/storage/downloads/HEWI_801_51_9172_en.pdf
801.51.9173 | HEWI Backrest | Back rest, Series 801 - back rest with rods and fixing rosettes on both sides - user-friendly wall distance of 230 mm - serves to support the back on the WC - wall mounting with rosettes - 650 to 750 mm wide, 230 mm deep, back rest 334 mm high and 370 mm wide, rod diameter 33 mm, rosette diameter 70 mm - with continuous, corrosion-protected steel core - back rest made of synthetic material in HEWI colour 90 (jet black) - connection made of high-gloss polyamide according to HEWI colour table Article no.: HEWI 801.51.9173 | https://catalog.hewi.com/en/p/801519173 | https://catalog.hewi.com/storage/downloads/HEWI_801_51_9173_en.pdf
801.51.920L | HEWI Backrest | Range 801 Backrest rail - padded backrest with right-angled rails attached on both sides and fixing roses - serves as back support for toilet users - with continuous, corrosion resistant steel core - left-hand version - one-sided installation on the wall with roses (right) - one-sided installation on HEWI hinged support rails or stationary support rails with wall plate (left) - can be adjusted on site - 670 to 730 mm wide, 220 mm high and 150 mm deep, backrest 350 mm wide, rail diameter 33 mm, rose diameter 70 mm - backpad made of black PUR - made of high-quality polyamide according to HEWI colour chart - fulfils the DIN 18040 and ÖNORM B1600/1601 requirements Article no.: HEWI 801.51.920L | https://catalog.hewi.com/en/p/80151920L | https://catalog.hewi.com/storage/downloads/HEWI_801_51_920L_en.pdf
801.51.920R | HEWI Backrest | Range 801 Backrest rail - padded backrest with right-angled rails attached on both sides and fixing roses - serves as back support for toilet users - with continuous, corrosion resistant steel core - right-hand version - one-sided installation on the wall with roses (left) - one-sided installation on hinged support rails or stationary support rails with wall plate (right) - can be adjusted on site - 670 to 730 mm wide, 220 mm high and 150 mm deep, backrest 350 mm wide, rail diameter 33 mm, rose diameter 70 mm - backpad made of black PUR - made of high-quality polyamide according to HEWI colour chart - fulfils the DIN 18040 and ÖNORM B1600/1601 requirements Article no.: HEWI 801.51.920R | https://catalog.hewi.com/en/p/80151920R | https://catalog.hewi.com/storage/downloads/HEWI_801_51_920R_en.pdf
801.51.9261L | HEWI Backrest | Back support, Series 801 - back rest with right-angled rods and fixing rosettes attached on both sides - serves to support the back on the WC - left-hand version - one-sided installation on the wall with rosettes (right) - one-sided installation on folding support handles or wall support handles with wall plate (left) - adjustable on site - 650 to 750 mm wide, 150 mm deep, back rest 334 mm high and 370 mm wide, rod diameter 33 mm, rosette diameter 70 mm - with continuous, corrosion-protected steel core - back rest made of synthetic material in HEWI colour 98 (signal white) - connection made of high-gloss polyamide according to HEWI colour chart - meets the requirements according to DIN 18040 and ÖNORM B1600/1601 Article no.: HEWI 801.51.9261L | https://catalog.hewi.com/en/p/801519261L | https://catalog.hewi.com/storage/downloads/HEWI_801_51_9261L_en.pdf
801.51.9261R | HEWI Backrest | Back support, Series 801 - back rest with right-angled rods and fixing rosettes attached on both sides - serves to support the back on the WC - right-hand version - mounted on one side on the wall with rosettes (left) - mounted on one side on hinged support handles or wall support handles with wall plate (right) - adjustable on site - 650 to 750 mm wide, 150 mm deep, back rest 334 mm high and 370 mm wide, rod diameter 33 mm, rosette diameter 70 mm - with continuous, corrosion-protected steel core - back rest made of synthetic material in HEWI colour 98 (signal white) - connection made of high-gloss polyamide according to HEWI colour chart - meets the requirements according to DIN 18040 and ÖNORM B1600/1601 Article no.: HEWI 801.51.9261R | https://catalog.hewi.com/en/p/801519261R | https://catalog.hewi.com/storage/downloads/HEWI_801_51_9261R_en.pdf
801.51.9262L | HEWI Backrest | Back support, Series 801 - back rest with right-angled rods and fixing rosettes attached on both sides - serves to support the back on the WC - left-hand version - one-sided installation on the wall with rosettes (right) - one-sided installation on folding support handles or wall support handles with wall plate (left) - adjustable on site - 650 to 750 mm wide, 150 mm deep, back rest 334 mm high and 370 mm wide, rod diameter 33 mm, rosette diameter 70 mm - with continuous, corrosion-protected steel core - back rest made of synthetic material in HEWI colour 92 (anthracite grey) - connection made of high-gloss polyamide according to HEWI colour chart - meets the requirements according to DIN 18040 and ÖNORM B1600/1601 Article no.: HEWI 801.51.9262L | https://catalog.hewi.com/en/p/801519262L | https://catalog.hewi.com/storage/downloads/HEWI_801_51_9262L_en.pdf
801.51.9262R | HEWI Backrest | Back support, Series 801 - back rest with right-angled rods and fixing rosettes attached on both sides - serves to support the back on the WC - right-hand version - mounted on one side on the wall with rosettes (left) - mounted on one side on hinged support handles or wall support handles with wall plate (right) - adjustable on site - 650 to 750 mm wide, 150 mm deep, back rest 334 mm high and 370 mm wide, rod diameter 33 mm, rosette diameter 70 mm - with continuous, corrosion-protected steel core - back rest made of synthetic material in HEWI colour 92 (anthracite grey) - connection made of high-gloss polyamide according to HEWI colour chart - meets the requirements according to DIN 18040 and ÖNORM B1600/1601 Article no.: HEWI 801.51.9262R | https://catalog.hewi.com/en/p/801519262R | https://catalog.hewi.com/storage/downloads/HEWI_801_51_9262R_en.pdf
801.51.9263L | HEWI Backrest | Back support, Series 801 - back rest with right-angled rods and fixing rosettes attached on both sides - serves to support the back on the WC - left-hand version - one-sided installation on the wall with rosettes (right) - one-sided installation on folding support handles or wall support handles with wall plate (left) - adjustable on site - 650 to 750 mm wide, 150 mm deep, back rest 334 mm high and 370 mm wide, rod diameter 33 mm, rosette diameter 70 mm - with continuous, corrosion-protected steel core - back rest made of synthetic material in HEWI colour 90 (jet black) - connection made of high-gloss polyamide according to HEWI colour chart - meets the requirements according to DIN 18040 and ÖNORM B1600/1601 Article no.: HEWI 801.51.9263L | https://catalog.hewi.com/en/p/801519263L | https://catalog.hewi.com/storage/downloads/HEWI_801_51_9263L_en.pdf
801.51.9263R | HEWI Backrest | Back support, Series 801 - back rest with right-angled rods and fixing rosettes attached on both sides - serves to support the back on the WC - right-hand version - mounted on one side on the wall with rosettes (left) - mounted on one side on hinged support handles or wall support handles with wall plate (right) - adjustable on site - 650 to 750 mm wide, 150 mm deep, back rest 334 mm high and 370 mm wide, rod diameter 33 mm, rosette diameter 70 mm - with continuous, corrosion-protected steel core - back rest made of synthetic material in HEWI colour 90 (jet black) - connection made of high-gloss polyamide according to HEWI colour chart - meets the requirements according to DIN 18040 and ÖNORM B1600/1601 Article no.: HEWI 801.51.9263R | https://catalog.hewi.com/en/p/801519263R | https://catalog.hewi.com/storage/downloads/HEWI_801_51_9263R_en.pdf
801.51.9271L | HEWI Backrest | Back rest, Series 801 - back rest with rods and fixing rosettes on both sides - user-friendly wall distance of 230 mm - serves to support the back on the WC - left-hand version - one-sided installation on the wall with rosettes (right) - one-sided installation on hinged support handles or wall support handles with wall plate (left) - adjustable on site - 650 to 750 mm wide, 230 mm deep, back rest 334 mm high and 370 mm wide, rod diameter 33 mm, rosette diameter 70 mm - with continuous, corrosion-protected steel core - back rest made of synthetic material in HEWI colour 98 (signal white) - connection made of high-gloss polyamide according to HEWI colour table Article no.: HEWI 801.51.9271L | https://catalog.hewi.com/en/p/801519271L | https://catalog.hewi.com/storage/downloads/HEWI_801_51_9271L_en.pdf
801.51.9271R | HEWI Backrest | Back rest, Series 801 - back rest with rods and fixing rosettes on both sides - user-friendly wall distance of 230 mm - serves to support the back on the WC - right-hand version - one-sided installation on the wall with rosettes (left) - one-sided installation on folding support handles or wall support handles with wall plate (right) - adjustable on site - 650 to 750 mm wide, 230 mm deep, back rest 334 mm high and 370 mm wide, rod diameter 33 mm, rosette diameter 70 mm - with continuous, corrosion-protected steel core - back rest made of synthetic material in HEWI colour 98 (signal white) - connection made of high-gloss polyamide according to HEWI colour table Article no.: HEWI 801.51.9271R | https://catalog.hewi.com/en/p/801519271R | https://catalog.hewi.com/storage/downloads/HEWI_801_51_9271R_en.pdf
801.51.9272L | HEWI Backrest | Back rest, Series 801 - back rest with rods and fixing rosettes on both sides - user-friendly wall distance of 230 mm - serves to support the back on the WC - left-hand version - one-sided installation on the wall with rosettes (right) - one-sided installation on hinged support handles or wall support handles with wall plate (left) - adjustable on site - 650 to 750 mm wide, 230 mm deep, back rest 334 mm high and 370 mm wide, rod diameter 33 mm, rosette diameter 70 mm - with continuous, corrosion-protected steel core - back rest made of synthetic material in HEWI colour 92 (anthracite grey) - connection made of high-gloss polyamide according to HEWI colour table Article no.: HEWI 801.51.9272L | https://catalog.hewi.com/en/p/801519272L | https://catalog.hewi.com/storage/downloads/HEWI_801_51_9272L_en.pdf
801.51.9272R | HEWI Backrest | Back rest, Series 801 - back rest with rods and fixing rosettes on both sides - user-friendly wall distance of 230 mm - serves to support the back on the WC - right-hand version - one-sided installation on the wall with rosettes (left) - one-sided installation on folding support handles or wall support handles with wall plate (right) - adjustable on site - 650 to 750 mm wide, 230 mm deep, back rest 334 mm high and 370 mm wide, rod diameter 33 mm, rosette diameter 70 mm - with continuous, corrosion-protected steel core - back rest made of synthetic material in HEWI colour 92 (anthracite grey) - connection made of high-gloss polyamide according to HEWI colour table Article no.: HEWI 801.51.9272R | https://catalog.hewi.com/en/p/801519272R | https://catalog.hewi.com/storage/downloads/HEWI_801_51_9272R_en.pdf
801.51.9273L | HEWI Backrest | Back rest, Series 801 - back rest with rods and fixing rosettes on both sides - user-friendly wall distance of 230 mm - serves to support the back on the WC - left-hand version - one-sided installation on the wall with rosettes (right) - one-sided installation on hinged support handles or wall support handles with wall plate (left) - adjustable on site - 650 to 750 mm wide, 230 mm deep, back rest 334 mm high and 370 mm wide, rod diameter 33 mm, rosette diameter 70 mm - with continuous, corrosion-protected steel core - back rest made of synthetic material in HEWI colour 90 (jet black) - connection made of high-gloss polyamide according to HEWI colour table Article no.: HEWI 801.51.9273L | https://catalog.hewi.com/en/p/801519273L | https://catalog.hewi.com/storage/downloads/HEWI_801_51_9273L_en.pdf
801.51.9273R | HEWI Backrest | Back rest, Series 801 - back rest with rods and fixing rosettes on both sides - user-friendly wall distance of 230 mm - serves to support the back on the WC - right-hand version - one-sided installation on the wall with rosettes (left) - one-sided installation on folding support handles or wall support handles with wall plate (right) - adjustable on site - 650 to 750 mm wide, 230 mm deep, back rest 334 mm high and 370 mm wide, rod diameter 33 mm, rosette diameter 70 mm - with continuous, corrosion-protected steel core - back rest made of synthetic material in HEWI colour 90 (jet black) - connection made of high-gloss polyamide according to HEWI colour table Article no.: HEWI 801.51.9273R | https://catalog.hewi.com/en/p/801519273R | https://catalog.hewi.com/storage/downloads/HEWI_801_51_9273R_en.pdf
801.51B100 | HEWI Removable hanging seat | Range 801 Removable hanging seat - made of rails, seat and back slats - with continuous, corrosion resistant steel core - used as a removable seat in the shower area - maximum weight capacity 150 kg - for hanging on shower grab rails and support rails, rail diameter 33 mm - 345 mm wide, 471 mm high, 480 mm deep - seat 345 mm wide, 336 mm deep - seat slats 55 mm wide - made of high-quality matt polyamide in HEWI colours 99 (pure white), 98 (signal white), 97 (light grey), 95 (stone grey) and 92 (anthracite grey) - A detailed list of possible combinations of hand rails, L-shaped rails and shower handrails with matching hanging seats can be found in our online catalogue in the download area of the respective product. Article no.: HEWI 801.51B100 | https://catalog.hewi.com/en/p/80151B100 | https://catalog.hewi.com/storage/downloads/HEWI_801_51B100_en.pdf
801.51B110 | HEWI Removable hanging seat | Range 801 Removable hanging seat - made of rails, seat and back slats - with continuous, corrosion resistant steel core - used as a removable seat in the shower area - maximum weight capacity 150 kg - for hanging on shower grab rails and support rails, rail diameter 33 mm - 450 mm wide, 472 mm high, 500 mm deep, seat 450 mm wide, 354 mm deep, seat slats 60 mm wide - made of high-quality matt polyamide in HEWI colours 99 (pure white), 98 (signal white), 97 (light grey), 95 (stone grey) and 92 (anthracite grey) - A detailed list of possible combinations of hand rails, L-shaped rails and shower handrails with matching hanging seats can be found in our online catalogue in the download area of the respective product. Article no.: HEWI 801.51B110 | https://catalog.hewi.com/en/p/80151B110 | https://catalog.hewi.com/storage/downloads/HEWI_801_51B110_en.pdf
801.51B115 | HEWI Removable hanging seat, foldable | Range 801 Removable hanging seat (foldable) - made of rails, seat and back slats - with continuous, corrosion resistant steel core - with space-saving fold-up seat - used as a removable seat in the shower area - maximum weight capacity 150 kg - for hanging on shower grab rails and support rails, rail diameter 33 mm - 450 mm wide, 474 mm high and 504 mm deep, seat 358 mm deep, seat slats 60 mm wide - made of high-quality matt polyamide in HEWI colours 99 (pure white), 98 (signal white), 97 (light grey), 95 (stone grey) and 92 (anthracite grey) - A detailed list of possible combinations of hand rails, L-shaped rails and shower handrails with matching hanging seats can be found in our online catalogue in the download area of the respective product. Article no.: HEWI 801.51B115 | https://catalog.hewi.com/en/p/80151B115 | https://catalog.hewi.com/storage/downloads/HEWI_801_51B115_en.pdf
801.51B200 | HEWI Hinged seat | Range 801 Hinged seat - made of rails and seat slats - with continuous, corrosion resistant steel core - can be folded up - adjustable seat tilt - used for safe sitting in the shower area - maximum weight capacity 150 kg - wall mounting plate made of polyamide with integrated steel core - mounting on the wall with HEWI wall-specific fixing material made of stainless steel - 378 mm wide, 408 mm deep - seat slats 55 mm wide - made of high-quality matt polyamide in HEWI colours 99 (pure white), 98 (signal white), 97 (light grey), 95 (stone grey) and 92 (anthracite grey) Article no.: HEWI 801.51B200 | https://catalog.hewi.com/en/p/80151B200 | https://catalog.hewi.com/storage/downloads/HEWI_801_51B200_en.pdf
801.51B2000 | HEWI Hinged seat | Series 801 ICONIC Folding Seat - three-coloured folding seat - Made of matt polyamide - Seat: 99 (pure white), Wall plate: 55 (aqua blue), Bend: 36 (coral) - Made of rails and seat elements - Used for safe sitting in the shower area - Maximum weight capacity 150 kg - With space-saving fold-up seat - For wall mounting with wall-specific HEWI mounting material - Concealed mounting - Width 378 mm, Depth 408 mm - Seat elements 55 mm in width - With corrosion-resistant steel core - Wall plates made of polyamide with integrated steel core Article no.: HEWI 801.51B2000 | https://catalog.hewi.com/en/p/80151B2000 | https://catalog.hewi.com/storage/downloads/HEWI_801_51B2000_en.pdf
801.51B2001 | HEWI Hinged seat | Series 801 ICONIC Folding Seat - Three-coloured folding seat - Made of matt polyamide - Seat: 74 (apple green), Wall plate: 72 (may green), Bend: 36 (coral) - Made of rails and seat elements - Used for safe sitting in the shower area - Maximum weight capacity 150 kg - With space-saving fold-up seat - For wall mounting with wall-specific HEWI mounting material - Concealed mounting - Width 378 mm, Depth 408 mm - Seat elements 55 mm in width - With corrosion-resistant steel core - Wall plates made of polyamide with integrated steel core Article no.: HEWI 801.51B2001 | https://catalog.hewi.com/en/p/80151B2001 | https://catalog.hewi.com/storage/downloads/HEWI_801_51B2001_en.pdf
801.51B2002 | HEWI Hinged seat | Series 801 ICONIC Folding Seat - three-coloured folding seat - Made of matt polyamide - Seat: 55 (aqua blue), Wall plate: 50 (steel blue), Bend: 74 (apple green) - Made of rails and seat elements - Used for safe sitting in the shower area - Maximum weight capacity 150 kg - With space-saving fold-up seat - For wall mounting with wall-specific HEWI mounting material - Concealed mounting - Width 378 mm, Depth 408 mm - Seat elements 55 mm in width - With corrosion-resistant steel core - Wall plates made of polyamide with integrated steel core Article no.: HEWI 801.51B2002 | https://catalog.hewi.com/en/p/80151B2002 | https://catalog.hewi.com/storage/downloads/HEWI_801_51B2002_en.pdf
801.51B202S | HEWI Hinged seat | Range 801 Hinged seat - made of rails and seat slats - with continuous, corrosion resistant steel core - with made-to-measure floor support for absorbing vertical application of force - can be folded up - adjustable seat tilt - used for safe sitting in the shower area - maximum weight capacity 150 kg - wall mounting plate made of polyamide with integrated steel core - mounting on the wall with HEWI wall-specific fixing material made of stainless steel - 378 mm wide, 414 mm deep - seat slats 55 mm wide - made of high-quality matt polyamide in HEWI colours 99 (pure white), 98 (signal white), 97 (light grey), 95 (stone grey) and 92 (anthracite grey) - floor support made to measure for seat heights up to 672 mm Article no.: HEWI 801.51B202S | https://catalog.hewi.com/en/p/80151B202S | https://catalog.hewi.com/storage/downloads/HEWI_801_51B202S_en.pdf
801.51B203S | HEWI Hinged seat | Range 801 Hinged seat - made of rails and seat slats - with continuous, corrosion resistant steel core - with made-to-measure floor support for absorbing vertical application of force - with extra large floor mount - can be folded up - adjustable seat tilt - used for safe sitting in the shower area - maximum weight capacity 150 kg - wall mounting plate made of polyamide with integrated steel core - mounting on the wall with HEWI wall-specific fixing material made of stainless steel - 378 mm wide, 414 mm deep - seat slats 55 mm wide - made of high-quality matt polyamide in HEWI colours 99 (pure white), 98 (signal white), 97 (light grey), 95 (stone grey) and 92 (anthracite grey) - floor support made to measure for seat heights up to 672 mm - floor support a broad bottomed buffer to protect soft floor coverings Article no.: HEWI 801.51B203S | https://catalog.hewi.com/en/p/80151B203S | https://catalog.hewi.com/storage/downloads/HEWI_801_51B203S_en.pdf
801.51B210 | HEWI Hinged seat | Range 801 Hinged seat - made of rails and seat slats - with continuous, corrosion resistant steel core - can be folded up - adjustable seat tilt - used for safe sitting in the shower area - maximum weight capacity 150 kg - wall mounting plate made of polyamide with integrated steel core - mounting on the wall with HEWI wall-specific fixing material made of stainless steel - 478 mm wide, 428 mm deep - seat slats 60 mm wide - made of high-quality matt polyamide in HEWI colours 99 (pure white), 98 (signal white), 97 (light grey), 95 (stone grey) and 92 (anthracite grey) Article no.: HEWI 801.51B210 | https://catalog.hewi.com/en/p/80151B210 | https://catalog.hewi.com/storage/downloads/HEWI_801_51B210_en.pdf
801.51B2100 | HEWI Hinged seat | Series 801 ICONIC Folding Seat - three-coloured folding seat - Made of matt polyamide - Seat: 99 (pure white), Wall plate: 55 (aqua blue), Bend: 36 (coral) - Made of rails and seat elements - Used for safe sitting in the shower area - Maximum weight capacity 150 kg - With space-saving fold-up seat - For wall mounting with wall-specific HEWI mounting material - Concealed mounting - Width 478 mm, Depth 428 mm - Seat elements 60 mm in width - With corrosion-resistant steel core - Wall plates made of polyamide with integrated steel core Article no.: HEWI 801.51B2100 | https://catalog.hewi.com/en/p/80151B2100 | https://catalog.hewi.com/storage/downloads/HEWI_801_51B2100_en.pdf
801.51B300 | HEWI Stool | Range 801 Shower stool - made of rails and seat slats - with continuous, corrosion resistant steel core - enables user to sit safely in the bathroom - maximum weight capacity 150 kg - for mobile use - 345 mm wide, 505 mm high, 336 mm deep - seat slats 55 mm wide - made of high-quality matt polyamide in HEWI colours 99 (pure white), 98 (signal white), 97 (light grey), 95 (stone grey) and 92 (anthracite grey) Article no.: HEWI 801.51B300 | https://catalog.hewi.com/en/p/80151B300 | https://catalog.hewi.com/storage/downloads/HEWI_801_51B300_en.pdf
801.51B900 | HEWI Backrest | Range 801 Backrest rail - padded backrest with right-angled fixing rails on each side - serves as back support for toilet users - with continuous, corrosion resistant steel core - for fitting onto hinged support rails or stationary supports with wall mounting plate, adjustable on site - 670 to 730 mm wide, 220 mm high and 150 mm deep, backrest 350 mm wide, rail diameter 33 mm - backpad made of black PUR - made of high-quality matt polyamide in HEWI colours 99 (pure white), 98 (signal white), 97 (light grey), 95 (stone grey) and 92 (anthracite grey) - fulfils the DIN 18040 and ÖNORM B1600/1601 requirements Article no.: HEWI 801.51B900 | https://catalog.hewi.com/en/p/80151B900 | https://catalog.hewi.com/storage/downloads/HEWI_801_51B900_en.pdf
801.51B9061 | HEWI Backrest | Back support, Series 801 - back rest with right-angled fixing rods attached on both sides - serves to support the back on the WC - with continuous, corrosion-protected steel core - mounted on hinged support handles or wall support handles with wall plate, adjustable on site - 650 to 750 mm wide, 150 mm deep, back rest 334 mm high and 370 mm wide, rod diameter 33 mm - back rest made of synthetic material in HEWI colour 98 (signal white) - connection made of high-quality, matt polyamide in the HEWI colours 99 (pure white), 98 (signal white), 97 (light grey), 95 (rock grey) and 92 (anthracite grey) - meets the requirements according to DIN 18040 and ÖNORM B1600/1601 Article no.: HEWI 801.51B9061 | https://catalog.hewi.com/en/p/80151B9061 | https://catalog.hewi.com/storage/downloads/HEWI_801_51B9061_en.pdf
801.51B9062 | HEWI Backrest | Back support, Series 801 - back rest with right-angled fixing rods attached on both sides - serves to support the back on the WC - with continuous, corrosion-protected steel core - mounted on hinged support handles or wall support handles with wall plate, adjustable on site - 650 to 750 mm wide, 150 mm deep, back rest 334 mm high and 370 mm wide, rod diameter 33 mm - back rest made of synthetic material in HEWI colour 92 (anthracite grey) - connection made of high-quality, matt polyamide in the HEWI colours 99 (pure white), 98 (signal white), 97 (light grey), 95 (rock grey) and 92 (anthracite grey) - meets the requirements according to DIN 18040 and ÖNORM B1600/1601 Article no.: HEWI 801.51B9062 | https://catalog.hewi.com/en/p/80151B9062 | https://catalog.hewi.com/storage/downloads/HEWI_801_51B9062_en.pdf
801.51B9063 | HEWI Backrest | Back support, Series 801 - back rest with right-angled fixing rods attached on both sides - serves to support the back on the WC - with continuous, corrosion-protected steel core - mounted on hinged support handles or wall support handles with wall plate, adjustable on site - 650 to 750 mm wide, 150 mm deep, back rest 334 mm high and 370 mm wide, rod diameter 33 mm - back rest made of synthetic material in HEWI colour 90 (jet black) - connection made of high-quality, matt polyamide in the HEWI colours 99 (pure white), 98 (signal white), 97 (light grey), 95 (rock grey) and 92 (anthracite grey) - meets the requirements according to DIN 18040 and ÖNORM B1600/1601 Article no.: HEWI 801.51B9063 | https://catalog.hewi.com/en/p/80151B9063 | https://catalog.hewi.com/storage/downloads/HEWI_801_51B9063_en.pdf
801.51B9071 | HEWI Backrest | Back rest, Series 801 - back rest with fixing rods on both sides - user-friendly wall distance of 230 mm - serves to support the back on the WC - mounted on folding support handles or wall support handles with wall plate, adjustable on site - 650 to 750 mm wide, 230 mm deep, back rest 334 mm high and 370 mm wide, rod diameter 33 mm - with continuous, corrosion-protected steel core - back rest made of synthetic material in HEWI colour 98 (signal white) - connection made of high-quality, matt polyamide in HEWI colours 99 (pure white), 98 (signal white), 97 (light grey), 95 (rock grey) and 92 (anthracite grey) Article no.: HEWI 801.51B9071 | https://catalog.hewi.com/en/p/80151B9071 | https://catalog.hewi.com/storage/downloads/HEWI_801_51B9071_en.pdf
801.51B9072 | HEWI Backrest | Back rest, Series 801 - back rest with fixing rods on both sides - user-friendly wall distance of 230 mm - serves to support the back on the WC - mounted on folding support handles or wall support handles with wall plate, adjustable on site - 650 to 750 mm wide, 230 mm deep, back rest 334 mm high and 370 mm wide, rod diameter 33 mm - with continuous, corrosion-protected steel core - back rest made of synthetic material in HEWI colour 92 (anthracite grey) - connection made of high-quality, matt polyamide in HEWI colours 99 (pure white), 98 (signal white), 97 (light grey), 95 (rock grey) and 92 (anthracite grey) Article no.: HEWI 801.51B9072 | https://catalog.hewi.com/en/p/80151B9072 | https://catalog.hewi.com/storage/downloads/HEWI_801_51B9072_en.pdf
801.51B9073 | HEWI Backrest | Back rest, Series 801 - back rest with fixing rods on both sides - user-friendly wall distance of 230 mm - serves to support the back on the WC - mounted on folding support handles or wall support handles with wall plate, adjustable on site - 650 to 750 mm wide, 230 mm deep, back rest 334 mm high and 370 mm wide, rod diameter 33 mm - with continuous, corrosion-protected steel core - back rest made of synthetic material in HEWI colour 90 (jet black) - connection made of high-quality, matt polyamide in HEWI colours 99 (pure white), 98 (signal white), 97 (light grey), 95 (rock grey) and 92 (anthracite grey) Article no.: HEWI 801.51B9073 | https://catalog.hewi.com/en/p/80151B9073 | https://catalog.hewi.com/storage/downloads/HEWI_801_51B9073_en.pdf
801.51B910 | HEWI Backrest | Range 801 Backrest rail - padded backrest with right-angled rails attached on both sides and fixing roses - serves as back support for toilet users - with continuous, corrosion resistant steel core - for wall mounting with roses - 670 to 730 mm wide, 220 mm high and 150 mm deep, backrest 350 mm wide, rail diameter 33 mm, rose diameter 70 mm - backpad made of black PUR - made of high-quality matt polyamide in HEWI colours 99 (pure white), 98 (signal white), 97 (light grey), 95 (stone grey) and 92 (anthracite grey) - fulfils the DIN 18040 and ÖNORM B1600/1601 requirements Article no.: HEWI 801.51B910 | https://catalog.hewi.com/en/p/80151B910 | https://catalog.hewi.com/storage/downloads/HEWI_801_51B910_en.pdf
801.51B9161 | HEWI Backrest | Back support, Series 801 - back rest with rectangular rods and fixing rosettes on both sides - used to support the back on the WC - wall-mounted with rosettes - 650 to 750 mm wide, 150 mm deep, back rest 334 mm high and 370 mm wide, rod diameter 33 mm, rosette diameter 70 mm - with continuous, corrosion-protected steel core - back rest made of synthetic material in HEWI colour 98 (signal white) - connection made of high-quality, matt polyamide in HEWI colours 99 (pure white), 98 (signal white), 97 (light grey), 95 (rock grey) and 92 (anthracite grey) - meets the requirements according to DIN 18040 and ÖNORM B1600/1601 Article no.: HEWI 801.51B9161 | https://catalog.hewi.com/en/p/80151B9161 | https://catalog.hewi.com/storage/downloads/HEWI_801_51B9161_en.pdf
801.51B9162 | HEWI Backrest | Back support, Series 801 - back rest with rectangular rods and fixing rosettes on both sides - used to support the back on the WC - wall-mounted with rosettes - 650 to 750 mm wide, 150 mm deep, back rest 334 mm high and 370 mm wide, rod diameter 33 mm, rosette diameter 70 mm - with continuous, corrosion-protected steel core - back rest made of synthetic material in HEWI colour 92 (anthracite grey) - connection made of high-quality, matt polyamide in HEWI colours 99 (pure white), 98 (signal white), 97 (light grey), 95 (rock grey) and 92 (anthracite grey) - meets the requirements according to DIN 18040 and ÖNORM B1600/1601 Article no.: HEWI 801.51B9162 | https://catalog.hewi.com/en/p/80151B9162 | https://catalog.hewi.com/storage/downloads/HEWI_801_51B9162_en.pdf
801.51B9163 | HEWI Backrest | Back support, Series 801 - back rest with rectangular rods and fixing rosettes on both sides - used to support the back on the WC - wall-mounted with rosettes - 650 to 750 mm wide, 150 mm deep, back rest 334 mm high and 370 mm wide, rod diameter 33 mm, rosette diameter 70 mm - with continuous, corrosion-protected steel core - back rest made of synthetic material in HEWI colour 90 (jet black) - connection made of high-quality, matt polyamide in HEWI colours 99 (pure white), 98 (signal white), 97 (light grey), 95 (rock grey) and 92 (anthracite grey) - meets the requirements according to DIN 18040 and ÖNORM B1600/1601 Article no.: HEWI 801.51B9163 | https://catalog.hewi.com/en/p/80151B9163 | https://catalog.hewi.com/storage/downloads/HEWI_801_51B9163_en.pdf
801.51B9171 | HEWI Backrest | Back rest, Series 801 - back rest with rods and fixing rosettes on both sides - user-friendly wall distance of 230 mm - serves to support the back on the WC - wall mounting with rosettes - 650 to 750 mm wide, 230 mm deep, back rest 334 mm high and 370 mm wide, rod diameter 33 mm, rosette diameter 70 mm - with continuous, corrosion-protected steel core - back rest made of synthetic material in HEWI colour 98 (signal white) - connection made of high-quality, matt polyamide in HEWI colours 99 (pure white), 98 (signal white), 97 (light grey), 95 (rock grey) and 92 (anthracite grey) Article no.: HEWI 801.51B9171 | https://catalog.hewi.com/en/p/80151B9171 | https://catalog.hewi.com/storage/downloads/HEWI_801_51B9171_en.pdf
801.51B9172 | HEWI Backrest | Back rest, Series 801 - back rest with rods and fixing rosettes on both sides - user-friendly wall distance of 230 mm - serves to support the back on the WC - wall mounting with rosettes - 650 to 750 mm wide, 230 mm deep, back rest 334 mm high and 370 mm wide, rod diameter 33 mm, rosette diameter 70 mm - with continuous, corrosion-protected steel core - back rest made of synthetic material in HEWI colour 92 (anthracite grey) - connection made of high-quality, matt polyamide in HEWI colours 99 (pure white), 98 (signal white), 97 (light grey), 95 (rock grey) and 92 (anthracite grey) Article no.: HEWI 801.51B9172 | https://catalog.hewi.com/en/p/80151B9172 | https://catalog.hewi.com/storage/downloads/HEWI_801_51B9172_en.pdf
801.51B9173 | HEWI Backrest | Back rest, Series 801 - back rest with rods and fixing rosettes on both sides - user-friendly wall distance of 230 mm - serves to support the back on the WC - wall mounting with rosettes - 650 to 750 mm wide, 230 mm deep, back rest 334 mm high and 370 mm wide, rod diameter 33 mm, rosette diameter 70 mm - with continuous, corrosion-protected steel core - back rest made of synthetic material in HEWI colour 90 (jet black) - connection made of high-quality, matt polyamide in HEWI colours 99 (pure white), 98 (signal white), 97 (light grey), 95 (rock grey) and 92 (anthracite grey) Article no.: HEWI 801.51B9173 | https://catalog.hewi.com/en/p/80151B9173 | https://catalog.hewi.com/storage/downloads/HEWI_801_51B9173_en.pdf
801.51B920L | HEWI Backrest | Range 801 Backrest rail - padded backrest with right-angled rails attached on both sides and fixing roses - serves as back support for toilet users - with continuous, corrosion resistant steel core - left-hand version - one-sided installation on the wall with roses (right) - one-sided installation on HEWI hinged support rails or stationary support rails with wall plate (left) - can be adjusted on site - 670 to 730 mm wide, 220 mm high and 150 mm deep, backrest 350 mm wide, rail diameter 33 mm, rose diameter 70 mm - backpad made of black PUR - made of high-quality matt polyamide in HEWI colours 99 (pure white), 98 (signal white), 97 (light grey), 95 (stone grey) and 92 (anthracite grey) - fulfils the DIN 18040 and ÖNORM B1600/1601 requirements Article no.: HEWI 801.51B920L | https://catalog.hewi.com/en/p/80151B920L | https://catalog.hewi.com/storage/downloads/HEWI_801_51B920L_en.pdf
801.51B920R | HEWI Backrest | Range 801 Backrest rail - padded backrest with right-angled rails attached on both sides and fixing roses - serves as back support for toilet users - with continuous, corrosion resistant steel core - right-hand version - one-sided installation on the wall with roses (left) - one-sided installation on hinged support rails or stationary support rails with wall plate (right) - can be adjusted on site - 670 to 730 mm wide, 220 mm high and 150 mm deep, backrest 350 mm wide, rail diameter 33 mm, rose diameter 70 mm - backpad made of black PUR - made of high-quality matt polyamide in HEWI colours 99 (pure white), 98 (signal white), 97 (light grey), 95 (stone grey) and 92 (anthracite grey) - fulfils the DIN 18040 and ÖNORM B1600/1601 requirements Article no.: HEWI 801.51B920R | https://catalog.hewi.com/en/p/80151B920R | https://catalog.hewi.com/storage/downloads/HEWI_801_51B920R_en.pdf
801.51B9261L | HEWI Backrest | Back rest, Series 801 - back rest with right-angled rods and fixing rosettes attached on both sides - serves to support the back on the WC - left-hand version - one-sided installation on the wall with rosettes (right) - one-sided installation on hinged support handles or wall support handles with wall plate (left) - adjustable on site - 650 to 750 mm wide, 150 mm deep, back rest 334 mm high and 370 mm wide, rod diameter 33 mm, rosette diameter 70 mm - with continuous, corrosion-protected steel core - back rest made of synthetic material in HEWI colour 98 (signal white) - connection made of high-quality, matt polyamide in the HEWI colours 99 (pure white), 98 (signal white), 97 (light grey), 95 (rock grey) and 92 (anthracite grey) - meets the requirements according to DIN 18040 and ÖNORM B1600/1601 Article no.: HEWI 801.51B9261L | https://catalog.hewi.com/en/p/80151B9261L | https://catalog.hewi.com/storage/downloads/HEWI_801_51B9261L_en.pdf
801.51B9261R | HEWI Backrest | Back support, Series 801 - back rest with right-angled rods and fixing rosettes attached on both sides - serves to support the back on the WC - right-hand version - mounted on one side on the wall with rosettes (left) - mounted on one side on hinged support handles or wall support handles with wall plate (right) - adjustable on site - 650 to 750 mm wide, 150 mm deep, back rest 334 mm high and 370 mm wide, rod diameter 33 mm, rosette diameter 70 mm - with continuous, corrosion-protected steel core - back rest made of synthetic material in HEWI colour 98 (signal white) - connection made of high-quality, matt polyamide in the HEWI colours 99 (pure white), 98 (signal white), 97 (light grey), 95 (rock grey) and 92 (anthracite grey) - meets the requirements according to DIN 18040 and ÖNORM B1600/1601 Article no.: HEWI 801.51B9261R | https://catalog.hewi.com/en/p/80151B9261R | https://catalog.hewi.com/storage/downloads/HEWI_801_51B9261R_en.pdf
801.51B9262L | HEWI Backrest | Back rest, Series 801 - back rest with right-angled rods and fixing rosettes attached on both sides - serves to support the back on the WC - left-hand version - one-sided installation on the wall with rosettes (right) - one-sided installation on hinged support handles or wall support handles with wall plate (left) - adjustable on site - 650 to 750 mm wide, 150 mm deep, back rest 334 mm high and 370 mm wide, rod diameter 33 mm, rosette diameter 70 mm - with continuous, corrosion-protected steel core - back rest made of synthetic material in HEWI colour 92 (anthracite grey) - connection made of high-quality, matt polyamide in the HEWI colours 99 (pure white), 98 (signal white), 97 (light grey), 95 (rock grey) and 92 (anthracite grey) - meets the requirements according to DIN 18040 and ÖNORM B1600/1601 Article no.: HEWI 801.51B9262L | https://catalog.hewi.com/en/p/80151B9262L | https://catalog.hewi.com/storage/downloads/HEWI_801_51B9262L_en.pdf
801.51B9262R | HEWI Backrest | Back support, Series 801 - back rest with right-angled rods and fixing rosettes attached on both sides - serves to support the back on the WC - right-hand version - mounted on one side on the wall with rosettes (left) - mounted on one side on hinged support handles or wall support handles with wall plate (right) - adjustable on site - 650 to 750 mm wide, 150 mm deep, back rest 334 mm high and 370 mm wide, rod diameter 33 mm, rosette diameter 70 mm - with continuous, corrosion-protected steel core - back rest made of synthetic material in HEWI colour 92 (anthracite grey) - connection made of high-quality, matt polyamide in the HEWI colours 99 (pure white), 98 (signal white), 97 (light grey), 95 (rock grey) and 92 (anthracite grey) - meets the requirements according to DIN 18040 and ÖNORM B1600/1601 Article no.: HEWI 801.51B9262R | https://catalog.hewi.com/en/p/80151B9262R | https://catalog.hewi.com/storage/downloads/HEWI_801_51B9262R_en.pdf
801.51B9263L | HEWI Backrest | Back rest, Series 801 - back rest with right-angled rods and fixing rosettes attached on both sides - serves to support the back on the WC - left-hand version - one-sided installation on the wall with rosettes (right) - one-sided installation on hinged support handles or wall support handles with wall plate (left) - adjustable on site - 650 to 750 mm wide, 150 mm deep, back rest 334 mm high and 370 mm wide, rod diameter 33 mm, rosette diameter 70 mm - with continuous, corrosion-protected steel core - back rest made of synthetic material in HEWI colour 90 (jet black) - connection made of high-quality, matt polyamide in the HEWI colours 99 (pure white), 98 (signal white), 97 (light grey), 95 (rock grey) and 92 (anthracite grey) - meets the requirements according to DIN 18040 and ÖNORM B1600/1601 Article no.: HEWI 801.51B9263L | https://catalog.hewi.com/en/p/80151B9263L | https://catalog.hewi.com/storage/downloads/HEWI_801_51B9263L_en.pdf
801.51B9263R | HEWI Backrest | Back support, Series 801 - back rest with right-angled rods and fixing rosettes attached on both sides - serves to support the back on the WC - right-hand version - mounted on one side on the wall with rosettes (left) - mounted on one side on hinged support handles or wall support handles with wall plate (right) - adjustable on site - 650 to 750 mm wide, 150 mm deep, back rest 334 mm high and 370 mm wide, rod diameter 33 mm, rosette diameter 70 mm - with continuous, corrosion-protected steel core - back rest made of synthetic material in HEWI colour 90 (jet black) - connection made of high-quality, matt polyamide in the HEWI colours 99 (pure white), 98 (signal white), 97 (light grey), 95 (rock grey) and 92 (anthracite grey) - meets the requirements according to DIN 18040 and ÖNORM B1600/1601 Article no.: HEWI 801.51B9263R | https://catalog.hewi.com/en/p/80151B9263R | https://catalog.hewi.com/storage/downloads/HEWI_801_51B9263R_en.pdf
801.51B9271L | HEWI Backrest | Back support, Series 801 - back rest with rods and fixing rosettes on both sides - user-friendly wall distance of 230 mm - serves to support the back on the WC - left-hand version - one-sided installation on the wall with rosettes (right) - one-sided installation on hinged support handles or wall support handles with wall plate (left) - adjustable on site - 650 to 750 mm wide, 230 mm deep, back rest 334 mm high and 370 mm wide, rod diameter 33 mm, rosette diameter 70 mm - with continuous, corrosion-protected steel core - back rest made of synthetic material in HEWI colour 98 (signal white) - connection made of high-quality, matt polyamide in the HEWI colours 99 (pure white), 98 (signal white), 97 (light grey), 95 (rock grey) and 92 (anthracite grey) Article no.: HEWI 801.51B9271L | https://catalog.hewi.com/en/p/80151B9271L | https://catalog.hewi.com/storage/downloads/HEWI_801_51B9271L_en.pdf
801.51B9271R | HEWI Backrest | Back support, Series 801 - back rest with rods and fixing rosettes on both sides - user-friendly wall distance of 230 mm - serves to support the back on the WC - right-hand version - one-sided installation on the wall with rosettes (left) - one-sided installation on hinged support handles or wall support handles with wall plate (right) - adjustable on site - 650 to 750 mm wide, 230 mm deep, back rest 334 mm high and 370 mm wide, rod diameter 33 mm, rosette diameter 70 mm - with continuous, corrosion-protected steel core - back rest made of synthetic material in HEWI colour 98 (signal white) - connection made of high-quality, matt polyamide in the HEWI colours 99 (pure white), 98 (signal white), 97 (light grey), 95 (rock grey) and 92 (anthracite grey) Article no.: HEWI 801.51B9271R | https://catalog.hewi.com/en/p/80151B9271R | https://catalog.hewi.com/storage/downloads/HEWI_801_51B9271R_en.pdf
801.51B9272L | HEWI Backrest | Back support, Series 801 - back rest with rods and fixing rosettes on both sides - user-friendly wall distance of 230 mm - serves to support the back on the WC - left-hand version - one-sided installation on the wall with rosettes (right) - one-sided installation on hinged support handles or wall support handles with wall plate (left) - adjustable on site - 650 to 750 mm wide, 230 mm deep, back rest 334 mm high and 370 mm wide, rod diameter 33 mm, rosette diameter 70 mm - with continuous, corrosion-protected steel core - back rest made of synthetic material in HEWI colour 92 (anthracite grey) - connection made of high-quality, matt polyamide in the HEWI colours 99 (pure white), 98 (signal white), 97 (light grey), 95 (rock grey) and 92 (anthracite grey) Article no.: HEWI 801.51B9272L | https://catalog.hewi.com/en/p/80151B9272L | https://catalog.hewi.com/storage/downloads/HEWI_801_51B9272L_en.pdf
801.51B9272R | HEWI Backrest | Back support, Series 801 - back rest with rods and fixing rosettes on both sides - user-friendly wall distance of 230 mm - serves to support the back on the WC - right-hand version - one-sided installation on the wall with rosettes (left) - one-sided installation on hinged support handles or wall support handles with wall plate (right) - adjustable on site - 650 to 750 mm wide, 230 mm deep, back rest 334 mm high and 370 mm wide, rod diameter 33 mm, rosette diameter 70 mm - with continuous, corrosion-protected steel core - back rest made of synthetic material in HEWI colour 92 (anthracite grey) - connection made of high-quality, matt polyamide in the HEWI colours 99 (pure white), 98 (signal white), 97 (light grey), 95 (rock grey) and 92 (anthracite grey) Article no.: HEWI 801.51B9272R | https://catalog.hewi.com/en/p/80151B9272R | https://catalog.hewi.com/storage/downloads/HEWI_801_51B9272R_en.pdf
801.51B9273L | HEWI Backrest | Back support, Series 801 - back rest with rods and fixing rosettes on both sides - user-friendly wall distance of 230 mm - serves to support the back on the WC - left-hand version - one-sided installation on the wall with rosettes (right) - one-sided installation on hinged support handles or wall support handles with wall plate (left) - adjustable on site - 650 to 750 mm wide, 230 mm deep, back rest 334 mm high and 370 mm wide, rod diameter 33 mm, rosette diameter 70 mm - with continuous, corrosion-protected steel core - back rest made of synthetic material in HEWI colour 90 (jet black) - connection made of high-quality, matt polyamide in the HEWI colours 99 (pure white), 98 (signal white), 97 (light grey), 95 (rock grey) and 92 (anthracite grey) Article no.: HEWI 801.51B9273L | https://catalog.hewi.com/en/p/80151B9273L | https://catalog.hewi.com/storage/downloads/HEWI_801_51B9273L_en.pdf
801.51B9273R | HEWI Backrest | Back support, Series 801 - back rest with rods and fixing rosettes on both sides - user-friendly wall distance of 230 mm - serves to support the back on the WC - right-hand version - one-sided installation on the wall with rosettes (left) - one-sided installation on hinged support handles or wall support handles with wall plate (right) - adjustable on site - 650 to 750 mm wide, 230 mm deep, back rest 334 mm high and 370 mm wide, rod diameter 33 mm, rosette diameter 70 mm - with continuous, corrosion-protected steel core - back rest made of synthetic material in HEWI colour 90 (jet black) - connection made of high-quality, matt polyamide in the HEWI colours 99 (pure white), 98 (signal white), 97 (light grey), 95 (rock grey) and 92 (anthracite grey) Article no.: HEWI 801.51B9273R | https://catalog.hewi.com/en/p/80151B9273R | https://catalog.hewi.com/storage/downloads/HEWI_801_51B9273R_en.pdf
801.51BCH110 | HEWI Removable hanging seat | Range 801 Removable hanging seat - made of rails, seat and back slats - with continuous, corrosion resistant steel core - used as a removable seat in the shower area - maximum weight capacity 150 kg - for hanging on shower grab rails and support rails, rail diameter 33 mm - 450 mm wide, 388 mm high, 498 mm deep, seat 450 mm wide, 352 mm deep, seat slats 60 mm wide - made of high-quality matt polyamide in HEWI colours 99 (pure white), 98 (signal white), 97 (light grey), 95 (stone grey) and 92 (anthracite grey) - fulfils the SIA 500 requirements - A detailed list of possible combinations of hand rails, L-shaped rails and shower handrails with matching hanging seats can be found in our online catalogue in the download area of the respective product. Article no.: HEWI 801.51BCH110 | https://catalog.hewi.com/en/p/80151BCH110 | https://catalog.hewi.com/storage/downloads/HEWI_801_51BCH110_en.pdf
801.51BUS32L | HEWI L-shaped shower compartment seat with lift-up feature (ADA) | Shower folding seat, L-shape (USA) - design made from rails and seat elements - functions as a secure seat in the shower area - can be folded up - with corrosion-protected steel core throughout - wall plate made from synthetic material with integrated steel core - protruding seat element left - the protruding seat element is 13 3/8 inch (340 mm) wide and 15 1/16 inch (382 mm) deep - the L-part is 13 9/16 inch (345 mm) wide and 22 3/4 inch (578 mm) deep - seat elements 2 3/16 inch (55 mm) wide - maximum loading capacity 450 lbs (204 kg) - includes fixing material for mounting to cavity walls with wood backlining of two 2 inch x 12 inch laminate or hardwood boards connected with a 1/2 inch x 12 inch plywood board - concealed fastening - made of high-quality matt polyamide in HEWI colours 99 (pure white), 95 (stone grey) and 92 (anthracite grey) - meets the requirements of 2010 ADA standards and ICC/ANSI A117.1-2017 Article no.: HEWI 801.51BUS32L | https://catalog.hewi.com/en/p/80151BUS32L | https://catalog.hewi.com/storage/downloads/HEWI_801_51BUS32L_en.pdf
801.51BUS32R | HEWI L-shaped shower compartment seat with lift-up feature (ADA) | Shower folding seat, L-shape (USA) - design made from rails and seat elements - functions as a secure seat in the shower area - can be folded up - with corrosion-protected steel core throughout - wall plate made from synthetic material with integrated steel core - protruding seat element right - the narrow seating element is 13 3/8 inch (340 mm) wide and 15 1/16 inch (382 mm) deep - the protruding seat element is 13 9/16 inch (345 mm) wide and 22 3/4 inch (578 mm) deep - seat elements 2 3/16 inch (55 mm) wide - maximum loading capacity 450 lbs (204 kg) - includes fixing material for mounting to cavity walls with wood backlining of two 2 inch x 12 inch laminate or hardwood boards connected with a 1/2 inch x 12 inch plywood board - concealed fastening - made of high-quality matt polyamide in HEWI colours 99 (pure white), 95 (stone grey) and 92 (anthracite grey) - meets the requirements of 2010 ADA standards and ICC/ANSI A117.1-2017 Article no.: HEWI 801.51BUS32R | https://catalog.hewi.com/en/p/80151BUS32R | https://catalog.hewi.com/storage/downloads/HEWI_801_51BUS32R_en.pdf
801.51BUS33L | HEWI L-shaped shower compartment seat with lift-up feature (ADA) | Shower folding seat, L-shape (USA) - design made from rails and seat elements - functions as a secure seat in the shower area - can be folded up - with corrosion-protected steel core throughout - wall plate made from synthetic material with integrated steel core - protruding seat element left - the narrow seating element is 18 1/8 inch (460 mm) wide and 15 1/16 inch (382 mm) deep - the protruding seat element is 13 9/16 inch (345 mm) wide and 22 3/4 inch (578 mm) deep - seat elements 2 3/16 inch (55 mm) wide - maximum loading capacity 450 lbs (204 kg) - includes fixing material for mounting to cavity walls with wood backlining of two 2 inch x 12 inch laminate or hardwood boards connected with a 1/2 inch x 12 inch plywood board - concealed fastening - made of high-quality matt polyamide in HEWI colours 99 (pure white), 95 (stone grey) and 92 (anthracite grey) - meets the requirements of 2010 ADA standards and ICC/ANSI A117.1-2017 Article no.: HEWI 801.51BUS33L | https://catalog.hewi.com/en/p/80151BUS33L | https://catalog.hewi.com/storage/downloads/HEWI_801_51BUS33L_en.pdf
801.51BUS33R | HEWI L-shaped shower compartment seat with lift-up feature (ADA) | Shower folding seat, L-shape (USA) - design made from rails and seat elements - functions as a secure seat in the shower area - can be folded up - with corrosion-protected steel core throughout - wall plate made from synthetic material with integrated steel core - protruding seat element right - the narrow seating element is 18 1/8 inch (460 mm) wide and 15 1/16 inch (382 mm) deep - the protruding seat element is 13 9/16 inch (345 mm) wide and 22 3/4 inch (578 mm) deep - seat elements 2 3/16 inch (55 mm) wide - maximum loading capacity 450 lbs (204 kg) - includes fixing material for mounting to cavity walls with wood backlining of two 2 inch x 12 inch laminate or hardwood boards connected with a 1/2 inch x 12 inch plywood board - concealed fastening - made of high-quality matt polyamide in HEWI colours 99 (pure white), 95 (stone grey) and 92 (anthracite grey) - meets the requirements of 2010 ADA standards and ICC/ANSI A117.1-2017 Article no.: HEWI 801.51BUS33R | https://catalog.hewi.com/en/p/80151BUS33R | https://catalog.hewi.com/storage/downloads/HEWI_801_51BUS33R_en.pdf
801.51BUS440 | HEWI Rectangular shower compartment seat with lift-up feature (ADA) | Shower folding seat, rectangular (USA) - design made from rails and seat elements - functions as a secure seat in the shower area - can be folded up - with corrosion-protected steel core throughout - wall plate made from synthetic material with integrated steel core - 20 1/16 inch (510 mm) wide and 15 1/16 inch (382 mm) deep - seat elements 2 3/16 inch (55 mm) wide - includes fixing material for mounting to cavity walls with wood backlining of two 2 inch x 12 inch laminate or hardwood boards connected with a 1/2 inch x 12 inch plywood board - concealed fastening - maximum loading capacity 450 lbs (204 kg) - made of high-quality matt polyamide in HEWI colours 99 (pure white), 95 (stone grey) and 92 (anthracite grey) - meets the requirements of 2010 ADA standards and ICC/ANSI A117.1-2017 Article no.: HEWI 801.51BUS440 | https://catalog.hewi.com/en/p/80151BUS440 | https://catalog.hewi.com/storage/downloads/HEWI_801_51BUS440_en.pdf
801.51BUS450 | HEWI Rectangular shower compartment seat with lift-up feature (ADA) | Shower folding seat, rectangular (USA) - design made from rails and seat elements - functions as a secure seat in the shower area - can be folded up - with corrosion-protected steel core throughout - wall plate made from synthetic material with integrated steel core - 27 5/16 inch (694 mm) wide and 15 1/16 inch (382 mm) deep - seat elements 2 3/16 inch (55 mm) wide - includes fixing material for mounting to cavity walls with wood backlining of two 2 inch x 12 inch laminate or hardwood boards connected with a 1/2 inch x 12 inch plywood board - concealed fastening - maximum loading capacity 450 lbs (204 kg) - made of high-quality matt polyamide in HEWI colours 99 (pure white), 95 (stone grey) and 92 (anthracite grey) - meets the requirements of 2010 ADA standards and ICC/ANSI A117.1-2017 Article no.: HEWI 801.51BUS450 | https://catalog.hewi.com/en/p/80151BUS450 | https://catalog.hewi.com/storage/downloads/HEWI_801_51BUS450_en.pdf
801.51BUS460 | HEWI Rectangular shower compartment seat with lift-up feature (ADA) | Shower folding seat, rectangular (USA) - design made from rails and seat elements - functions as a secure seat in the shower area - can be folded up - with corrosion-protected steel core throughout - wall plate made from synthetic material with integrated steel core - 32 3/16 inch (817 mm) wide and 15 1/16 inch (382 mm) deep - seat elements 2 3/16 inch (55 mm) wide - includes fixing material for mounting to cavity walls with wood backlining of two 2 inch x 12 inch laminate or hardwood boards connected with a 1/2 inch x 12 inch plywood board - concealed fastening - maximum loading capacity 450 lbs (204 kg) - made of high-quality matt polyamide in HEWI colours 99 (pure white), 95 (stone grey) and 92 (anthracite grey) - meets the requirements of 2010 ADA standards and ICC/ANSI A117.1-2017 Article no.: HEWI 801.51BUS460 | https://catalog.hewi.com/en/p/80151BUS460 | https://catalog.hewi.com/storage/downloads/HEWI_801_51BUS460_en.pdf
801.51BUS520 | HEWI Bathtub seat with lift-up feature (ADA) | Bathtub folding seat (USA) - design made from rails and seat elements - functions as a secure seat in the bathtub - can be folded up - with corrosion-protected steel core throughout - wall plate made from synthetic material with integrated steel core - 15 1/4 inch (387 mm) wide and 29 1/8 inch (740 mm) deep - seat elements 2 3/16 inch (55 mm) wide - includes fixing material for mounting to cavity walls with wood backlining of two 2 inch x 12 inch laminate or hardwood boards connected with a 1/2 inch x 12 inch plywood board - concealed fastening - maximum loading capacity 450 lbs (204 kg) - made of high-quality matt polyamide in HEWI colours 99 (pure white), 95 (stone grey) and 92 (anthracite grey) - meets the requirements of 2010 ADA standards and ICC/ANSI A117.1-2017 Article no.: HEWI 801.51BUS520 | https://catalog.hewi.com/en/p/80151BUS520 | https://catalog.hewi.com/storage/downloads/HEWI_801_51BUS520_en.pdf
801.51CH110 | HEWI Removable hanging seat | Range 801 Removable hanging seat - made of rails, seat and back slats - with continuous, corrosion resistant steel core - used as a removable seat in the shower area - maximum weight capacity 150 kg - for hanging on shower grab rails and support rails, rail diameter 33 mm - 450 mm wide, 388 mm high, 498 mm deep, seat 450 mm wide, 352 mm deep, seat slats 60 mm wide - made of high-quality polyamide according to HEWI colour chart - fulfils the SIA 500 requirements - A detailed list of possible combinations of hand rails, L-shaped rails and shower handrails with matching hanging seats can be found in our online catalogue in the download area of the respective product. Article no.: HEWI 801.51CH110 | https://catalog.hewi.com/en/p/80151CH110 | https://catalog.hewi.com/storage/downloads/HEWI_801_51CH110_en.pdf
801.51D100 | HEWI active+ Removable hanging seat | Range 801 Removable hanging seat - made of rails, seat and back slats - with continuous, corrosion resistant steel core - used as a removable seat in the shower area - maximum weight capacity 150 kg - for hanging on shower grab rails and support rails, rail diameter 33 mm - 345 mm wide, 471 mm high, 480 mm deep - seat 345 mm wide, 336 mm deep - seat slats 55 mm wide - made of high-quality polyamide in HEWI colour 98 (signal white), with active antimicrobial microsilver - A detailed list of possible combinations of hand rails, L-shaped rails and shower handrails with matching hanging seats can be found in our online catalogue in the download area of the respective product. Article no.: HEWI 801.51D100 | https://catalog.hewi.com/en/p/80151D100 | https://catalog.hewi.com/storage/downloads/HEWI_801_51D100_en.pdf
801.51D110 | HEWI active+ Removable hanging seat | Range 801 Removable hanging seat - made of rails, seat and back slats - with continuous, corrosion resistant steel core - used as a removable seat in the shower area - maximum weight capacity 150 kg - for hanging on shower grab rails and support rails, rail diameter 33 mm - 450 mm wide, 472 mm high, 500 mm deep, seat 450 mm wide, 352 mm deep, seat slats 60 mm wide - made of high-quality polyamide in HEWI colour 98 (signal white), with active antimicrobial microsilver - A detailed list of possible combinations of hand rails, L-shaped rails and shower handrails with matching hanging seats can be found in our online catalogue in the download area of the respective product. Article no.: HEWI 801.51D110 | https://catalog.hewi.com/en/p/80151D110 | https://catalog.hewi.com/storage/downloads/HEWI_801_51D110_en.pdf
801.51D115 | HEWI active+ Removable hanging seat | Range 801 Removable hanging seat (foldable) - made of rails, seat and back slats - with continuous, corrosion resistant steel core - with space-saving fold-up seat - used as a removable seat in the shower area - maximum weight capacity 150 kg - for hanging on shower grab rails and support rails, rail diameter 33 mm - 450 mm wide, 473 mm high and 504 mm deep, seat 358 mm deep, seat slats 60 mm wide - made of high-quality polyamide in HEWI colour 98 (signal white), with active antimicrobial microsilver - A detailed list of possible combinations of hand rails, L-shaped rails and shower handrails with matching hanging seats can be found in our online catalogue in the download area of the respective product. Article no.: HEWI 801.51D115 | https://catalog.hewi.com/en/p/80151D115 | https://catalog.hewi.com/storage/downloads/HEWI_801_51D115_en.pdf
801.51D200 | HEWI active+ Hinged seat | Range 801 Hinged seat - made of rails and seat slats - with continuous, corrosion resistant steel core - can be folded up - adjustable seat tilt - used for safe sitting in the shower area - maximum weight capacity 150 kg - wall mounting plate made of polyamide with integrated steel core - mounting on the wall with HEWI wall-specific fixing material made of stainless steel - 378 mm wide, 408 mm deep - seat slats 55 mm wide - made of high-quality polyamide in HEWI colour 98 (signal white), with active antimicrobial microsilver Article no.: HEWI 801.51D200 | https://catalog.hewi.com/en/p/80151D200 | https://catalog.hewi.com/storage/downloads/HEWI_801_51D200_en.pdf
801.51D210 | HEWI active+ Hinged seat | Range 801 Hinged seat - made of rails and seat slats - with continuous, corrosion resistant steel core - can be folded up - adjustable seat tilt - used for safe sitting in the shower area - maximum weight capacity 150 kg - wall mounting plate made of polyamide with integrated steel core - mounting on the wall with HEWI wall-specific fixing material made of stainless steel - 478 mm wide, 428 mm deep - seat slats 60 mm wide - made of high-quality polyamide in HEWI colour 98 (signal white), with active antimicrobial microsilver Article no.: HEWI 801.51D210 | https://catalog.hewi.com/en/p/80151D210 | https://catalog.hewi.com/storage/downloads/HEWI_801_51D210_en.pdf
801.51D300 | HEWI active+ Stool | Range 801 Shower stool - made of rails and seat slats - with continuous, corrosion resistant steel core - enables user to sit safely in the bathroom - maximum weight capacity 150 kg - for mobile use - 345 mm wide, 505 mm high, 336 mm deep - seat slats 55 mm wide - made of high-quality polyamide in HEWI colour 98 (signal white), with active antimicrobial microsilver Article no.: HEWI 801.51D300 | https://catalog.hewi.com/en/p/80151D300 | https://catalog.hewi.com/storage/downloads/HEWI_801_51D300_en.pdf
801.51D900 | HEWI active+ Back rest rail | Range 801 Backrest rail - padded backrest with right-angled fixing rails on each side - serves as back support for toilet users - with continuous, corrosion resistant steel core - for fitting onto hinged support rails or stationary supports with wall mounting plate, adjustable on site - 670 to 730 mm wide, 220 mm high and 150 mm deep, backrest 350 mm wide, rail diameter 33 mm - backpad made of black PUR - rails made of high-quality polyamide in HEWI colour 98 (signal white), with active antimicrobial microsilver - fulfils the DIN 18040 and ÖNORM B1600/1601 requirements Article no.: HEWI 801.51D900 | https://catalog.hewi.com/en/p/80151D900 | https://catalog.hewi.com/storage/downloads/HEWI_801_51D900_en.pdf
801.51D910 | HEWI active+ Back rest rail | Range 801 Backrest rail - padded backrest with right-angled rails attached on both sides and fixing roses - serves as back support for toilet users - with continuous, corrosion resistant steel core - for wall mounting with roses - 670 to 730 mm wide, 220 mm high and 150 mm deep, backrest 350 mm wide, rail diameter 33 mm, rose diameter 70 mm - backpad made of black PUR - rails made of high-quality polyamide in HEWI colour 98 (signal white), with active antimicrobial microsilver - fulfils the DIN 18040 and ÖNORM B1600/1601 requirements Article no.: HEWI 801.51D910 | https://catalog.hewi.com/en/p/80151D910 | https://catalog.hewi.com/storage/downloads/HEWI_801_51D910_en.pdf
801.51D920L | HEWI active+ Back rest rail | Range 801 Backrest rail - padded backrest with right-angled rails attached on both sides and fixing roses - serves as back support for toilet users - with continuous, corrosion resistant steel core - left-hand version - one-sided installation on the wall with roses (right) - one-sided installation on HEWI hinged support rails or stationary support rails with wall plate (left) - can be adjusted on site - 670 to 730 mm wide, 220 mm high and 150 mm deep, backrest 350 mm wide, rail diameter 33 mm, rose diameter 70 mm - backpad made of black PUR - rails made of high-quality polyamide in HEWI colour 98 (signal white), with active antimicrobial microsilver - fulfils the DIN 18040 and ÖNORM B1600/1601 requirements Article no.: HEWI 801.51D920L | https://catalog.hewi.com/en/p/80151D920L | https://catalog.hewi.com/storage/downloads/HEWI_801_51D920L_en.pdf
801.51D920R | HEWI active+ Back rest rail | Range 801 Backrest rail - padded backrest with right-angled rails attached on both sides and fixing roses - serves as back support for toilet users - with continuous, corrosion resistant steel core - right-hand version - one-sided installation on the wall with roses (left) - one-sided installation on hinged support rails or stationary support rails with wall plate (right) - can be adjusted on site - 670 to 730 mm wide, 220 mm high and 150 mm deep, backrest 350 mm wide, rail diameter 33 mm, rose diameter 70 mm - backpad made of black PUR - rails made of high-quality polyamide in HEWI colour 98 (signal white), with active antimicrobial microsilver - fulfils the DIN 18040 and ÖNORM B1600/1601 requirements Article no.: HEWI 801.51D920R | https://catalog.hewi.com/en/p/80151D920R | https://catalog.hewi.com/storage/downloads/HEWI_801_51D920R_en.pdf
801.51DCH110 | HEWI active+ Removable hanging seat | Range 801 Removable hanging seat - made of rails, seat and back slats - with continuous, corrosion resistant steel core - used as a removable seat in the shower area - maximum weight capacity 150 kg - for hanging on shower grab rails and support rails, rail diameter 33 mm - 450 mm wide, 388 mm high, 498 mm deep, seat 450 mm wide, 352 mm deep, seat slats 60 mm wide - made of high-quality polyamide in HEWI colour 98 (signal white), with active antimicrobial microsilver - fulfils the SIA 500 requirements - A detailed list of possible combinations of hand rails, L-shaped rails and shower handrails with matching hanging seats can be found in our online catalogue in the download area of the respective product. Article no.: HEWI 801.51DCH110 | https://catalog.hewi.com/en/p/80151DCH110 | https://catalog.hewi.com/storage/downloads/HEWI_801_51DCH110_en.pdf
801.51FR101 | HEWI Removable hanging seat | Range 801 Removable hanging seat - made of rails, seat and back slats - ergonomic and functional with a simple and timeless design - used as a removable seat in the shower area - for hanging on shower grab rails and support rails, rail diameter 33 mm - with continuous, corrosion resistant steel core - maximum weight capacity 150 kg - with large rosettes to avoid pressure points on the wall - 345 mm wide, 422 mm high and 480 mm deep, seat 345 mm wide and 336 mm deep, 337 mm centre of rail to upper edge of seat, seat slats 55 mm wide - made of high-quality polyamide according to HEWI colour chart - A detailed list of possible combinations of hand rails, L-shaped rails and shower handrails with matching hanging seats can be found in our online catalogue in the download area of the respective product. Article no.: HEWI 801.51FR101 | https://catalog.hewi.com/en/p/80151FR101 | https://catalog.hewi.com/storage/downloads/HEWI_801_51FR101_en.pdf
801.51US100 | HEWI Removable hanging seat (USA) | Removable hanging seat (USA) from Range 801 - design made from rails, seat and backrest elements - with corrosion-protected steel core throughout - functions as a removable seat in the shower area - can be hung on the shower grab rail and grab bar (USA), rail diameter 1 5/16 inch (33 mm) - 13 9/16 inch (345 mm) wide, 18 3/4 inch (477 mm) high, 18 3/8 inch (466 mm) deep - seat area 13 9/16 inch (345 mm) wide, 13 1/4 inch (336 mm) deep - seat elements 2 3/16 inch (55 mm) wide - maximum loading capacity 330 lbs (150 kg) - made from high-grade synthetic material in the HEWI colors 99 (pure white), 95 (stone gray), 92 (anthracite gray), 90 (jet black), 86 (sand), 84 (umber) and 33 (ruby red) Article no.: HEWI 801.51US100 | https://catalog.hewi.com/en/p/80151US100 | https://catalog.hewi.com/storage/downloads/HEWI_801_51US100_en.pdf
801.51US110 | HEWI Removable hanging seat (USA) | Removable hanging seat (USA) from Range 801 - design made from rails, seat and backrest elements - with corrosion-protected steel core throughout - functions as a removable seat in the shower area - can be hung on the shower grab rail and grab bar (USA), rail diameter 1 5/16 inch (33 mm) - 17 5/8 inch (448 mm) wide, 18 11/16 inch (475 mm) high, 19 1/8 inch (486 mm) deep - seat area 17 5/8 inch (448 mm) wide, 13 15/16 inch (354 mm) deep - seat elements 2 3/16 inch (55 mm) wide - maximum loading capacity 330 lbs (150 kg) - made from high-grade synthetic material in the HEWI colors 99 (pure white), 95 (stone gray), 92 (anthracite gray), 90 (jet black), 86 (sand), 84 (umber) and 33 (ruby red) Article no.: HEWI 801.51US110 | https://catalog.hewi.com/en/p/80151US110 | https://catalog.hewi.com/storage/downloads/HEWI_801_51US110_en.pdf
801.51US320L | HEWI L-shaped shower compartment seat with lift-up feature (ADA) | Shower folding seat, L-shape (USA) - design made from rails and seat elements - functions as a secure seat in the shower area - can be folded up - with corrosion-protected steel core throughout - wall plate made from synthetic material with integrated steel core - protruding seat element left - the protruding seat element is 13 3/8 inch (340 mm) wide and 15 1/16 inch (382 mm) deep - the L-part is 13 9/16 inch (345 mm) wide and 22 3/4 inch (578 mm) deep - seat elements 2 3/16 inch (55 mm) wide - maximum loading capacity 450 lbs (204 kg) - includes fixing material for mounting to cavity walls with wood backlining of two 2 inch x 12 inch laminate or hardwood boards connected with a 1/2 inch x 12 inch plywood board - concealed fastening - made from high-grade synthetic material in the HEWI colors 99 (pure white), 95 (stone gray), 92 (anthracite gray), 90 (jet black), 86 (sand), 84 (umber) and 33 (ruby red) - meets the requirements of 2010 ADA standards and ICC/ANSI A117.1-2017 Article no.: HEWI 801.51US320L | https://catalog.hewi.com/en/p/80151US320L | https://catalog.hewi.com/storage/downloads/HEWI_801_51US320L_en.pdf
801.51US320R | HEWI L-shaped shower compartment seat with lift-up feature (ADA) | Shower folding seat, L-shape (USA) - design made from rails and seat elements - functions as a secure seat in the shower area - can be folded up - with corrosion-protected steel core throughout - wall plate made from synthetic material with integrated steel core - protruding seat element right - the narrow seating element is 13 3/8 inch (340 mm) wide and 15 1/16 inch (382 mm) deep - the protruding seat element is 13 9/16 inch (345 mm) wide and 22 3/4 inch (578 mm) deep - seat elements 2 3/16 inch (55 mm) wide - maximum loading capacity 450 lbs (204 kg) - includes fixing material for mounting to cavity walls with wood backlining of two 2 inch x 12 inch laminate or hardwood boards connected with a 1/2 inch x 12 inch plywood board - concealed fastening - made from high-grade synthetic material in the HEWI colors 99 (pure white), 95 (stone gray), 92 (anthracite gray), 90 (jet black), 86 (sand), 84 (umber) and 33 (ruby red) - meets the requirements of 2010 ADA standards and ICC/ANSI A117.1-2017 Article no.: HEWI 801.51US320R | https://catalog.hewi.com/en/p/80151US320R | https://catalog.hewi.com/storage/downloads/HEWI_801_51US320R_en.pdf
801.51US330L | HEWI L-shaped shower compartment seat with lift-up feature (ADA) | Shower folding seat, L-shape (USA) - design made from rails and seat elements - functions as a secure seat in the shower area - can be folded up - with corrosion-protected steel core throughout - wall plate made from synthetic material with integrated steel core - protruding seat element left - the narrow seating element is 18 1/8 inch (460 mm) wide and 15 1/16 inch (382 mm) deep - the protruding seat element is 13 9/16 inch (345 mm) wide and 22 3/4 inch (578 mm) deep - seat elements 2 3/16 inch (55 mm) wide - maximum loading capacity 450 lbs (204 kg) - includes fixing material for mounting to cavity walls with wood backlining of two 2 inch x 12 inch laminate or hardwood boards connected with a 1/2 inch x 12 inch plywood board - concealed fastening - made from high-grade synthetic material in the HEWI colors 99 (pure white), 95 (stone gray), 92 (anthracite gray), 90 (jet black), 86 (sand), 84 (umber) and 33 (ruby red) - meets the requirements of 2010 ADA standards and ICC/ANSI A117.1-2017 Article no.: HEWI 801.51US330L | https://catalog.hewi.com/en/p/80151US330L | https://catalog.hewi.com/storage/downloads/HEWI_801_51US330L_en.pdf
801.51US330R | HEWI L-shaped shower compartment seat with lift-up feature (ADA) | Shower folding seat, L-shape (USA) - design made from rails and seat elements - functions as a secure seat in the shower area - can be folded up - with corrosion-protected steel core throughout - wall plate made from synthetic material with integrated steel core - protruding seat element right - the narrow seating element is 18 1/8 inch (460 mm) wide and 15 1/16 inch (382 mm) deep - the protruding seat element is 13 9/16 inch (345 mm) wide and 22 3/4 inch (578 mm) deep - seat elements 2 3/16 inch (55 mm) wide - maximum loading capacity 450 lbs (204 kg) - includes fixing material for mounting to cavity walls with wood backlining of two 2 inch x 12 inch laminate or hardwood boards connected with a 1/2 inch x 12 inch plywood board - concealed fastening - made from high-grade synthetic material in the HEWI colors 99 (pure white), 95 (stone gray), 92 (anthracite gray), 90 (jet black), 86 (sand), 84 (umber) and 33 (ruby red) - meets the requirements of 2010 ADA standards and ICC/ANSI A117.1-2017 Article no.: HEWI 801.51US330R | https://catalog.hewi.com/en/p/80151US330R | https://catalog.hewi.com/storage/downloads/HEWI_801_51US330R_en.pdf
801.51US440 | HEWI Rectangular shower compartment seat with lift-up feature (ADA) | Shower folding seat, rectangular (USA) - design made from rails and seat elements - functions as a secure seat in the shower area - can be folded up - with corrosion-protected steel core throughout - wall plate made from synthetic material with integrated steel core - 20 1/16 inch (510 mm) wide and 15 1/16 inch (382 mm) deep - seat elements 2 3/16 inch (55 mm) wide - includes fixing material for mounting to cavity walls with wood backlining of two 2 inch x 12 inch laminate or hardwood boards connected with a 1/2 inch x 12 inch plywood board - concealed fastening - maximum loading capacity 450 lbs (204 kg) - made from high-grade synthetic material in the HEWI colors 99 (pure white), 95 (stone gray), 92 (anthracite gray), 90 (jet black), 86 (sand), 84 (umber) and 33 (ruby red) - meets the requirements of 2010 ADA standards and ICC/ANSI A117.1-2017 Article no.: HEWI 801.51US440 | https://catalog.hewi.com/en/p/80151US440 | https://catalog.hewi.com/storage/downloads/HEWI_801_51US440_en.pdf
801.51US450 | HEWI Rectangular shower compartment seat with lift-up feature (ADA) | Shower folding seat, rectangular (USA) - design made from rails and seat elements - functions as a secure seat in the shower area - can be folded up - with corrosion-protected steel core throughout - wall plate made from synthetic material with integrated steel core - 27 5/16 inch (694 mm) wide and 15 1/16 inch (382 mm) deep - seat elements 2 3/16 inch (55 mm) wide - includes fixing material for mounting to cavity walls with wood backlining of two 2 inch x 12 inch laminate or hardwood boards connected with a 1/2 inch x 12 inch plywood board - concealed fastening - maximum loading capacity 450 lbs (204 kg) - made from high-grade synthetic material in the HEWI colors 99 (pure white), 95 (stone gray), 92 (anthracite gray), 90 (jet black), 86 (sand), 84 (umber) and 33 (ruby red) - meets the requirements of 2010 ADA standards and ICC/ANSI A117.1-2017 Article no.: HEWI 801.51US450 | https://catalog.hewi.com/en/p/80151US450 | https://catalog.hewi.com/storage/downloads/HEWI_801_51US450_en.pdf
801.51US460 | HEWI Rectangular shower compartment seat with lift-up feature (ADA) | Shower folding seat, rectangular (USA) - design made from rails and seat elements - functions as a secure seat in the shower area - can be folded up - with corrosion-protected steel core throughout - wall plate made from synthetic material with integrated steel core - 32 3/16 inch (817 mm) wide and 15 1/16 inch (382 mm) deep - seat elements 2 3/16 inch (55 mm) wide - includes fixing material for mounting to cavity walls with wood backlining of two 2 inch x 12 inch laminate or hardwood boards connected with a 1/2 inch x 12 inch plywood board - concealed fastening - maximum loading capacity 450 lbs (204 kg) - made from high-grade synthetic material in the HEWI colors 99 (pure white), 95 (stone gray), 92 (anthracite gray), 90 (jet black), 86 (sand), 84 (umber) and 33 (ruby red) - meets the requirements of 2010 ADA standards and ICC/ANSI A117.1-2017 Article no.: HEWI 801.51US460 | https://catalog.hewi.com/en/p/80151US460 | https://catalog.hewi.com/storage/downloads/HEWI_801_51US460_en.pdf
801.51US520 | HEWI Bathtub seat with lift-up feature (ADA) | Bathtub folding seat (USA) - design made from rails and seat elements - functions as a secure seat in the bathtub - can be folded up - with corrosion-protected steel core throughout - wall plate made from synthetic material with integrated steel core - 15 1/4 inch (387 mm) wide and 29 1/8 inch (740 mm) deep - seat elements 2 3/16 inch (55 mm) wide - includes fixing material for mounting to cavity walls with wood backlining of two 2 inch x 12 inch laminate or hardwood boards connected with a 1/2 inch x 12 inch plywood board - concealed fastening - maximum loading capacity 450 lbs (204 kg) - made from high-grade synthetic material in the HEWI colors 99 (pure white), 95 (stone gray), 92 (anthracite gray), 90 (jet black), 86 (sand), 84 (umber) and 33 (ruby red) - meets the requirements of 2010 ADA standards and ICC/ANSI A117.1-2017 Article no.: HEWI 801.51US520 | https://catalog.hewi.com/en/p/80151US520 | https://catalog.hewi.com/storage/downloads/HEWI_801_51US520_en.pdf
801.52.01001 | HEWI active+ Shower spray guard curtain | Range 801 HEWI active+ Shower spray guard curtain - for Shower spray guard 801.52.100... - curtain with fixing straps - made of 100% Trevira CS, fire retardant to DIN 4102/B1 - hemmed sides with stainless steel tape rolled hem at bottom - white/silver pattern - washable at 40°C and disinfectable at 60°C (thermal disinfection or dry disinfection recommended) - shower proof - antistatic - special mould and mildew stain resistant finish - with antimicrobial finish based on silver - 850 mm high and 880 mm wide Article no.: HEWI 801.52.01001 | https://catalog.hewi.com/en/p/8015201001 | https://catalog.hewi.com/storage/downloads/HEWI_801_52_01001_en.pdf
801.52.01030 | HEWI active+ Shower spray guard curtain | Range 801 HEWI active+ Shower spray guard curtain - curtain hemmed at the sides, plain white, flame-resistant to DIN 4102/B1 - ergonomic and functional with a simple and timeless design - suitable for attachment to the shower spray guard - washable at 30°C and disinfectable at 60°C - with stainless steel tape rolled hem at the bottom and tabs with Velcro fastenings at the top - shower proof - special mould and mildew stain resistant finish - 850 mm high and 880 mm wide - made of 100% Trevira CS Article no.: HEWI 801.52.01030 | https://catalog.hewi.com/en/p/8015201030 | https://catalog.hewi.com/storage/downloads/HEWI_801_52_01030_en.pdf
801.52.01038 | HEWI active+ Shower spray guard curtain | Range 801 HEWI active+ Shower spray guard curtain - for Shower spray guard 801.52.100... - curtain with fixing straps - made of 100% Trevira CS, fire retardant to DIN 4102/B1 - hemmed sides with stainless steel tape rolled hem at bottom - Decor squares umber/sand - washable at 40°C and disinfectable at 60°C (thermal disinfection or dry disinfection recommended) - shower proof - antistatic - special mould and mildew stain resistant finish - with antimicrobial finish based on silver - 850 mm high and 880 mm wide Article no.: HEWI 801.52.01038 | https://catalog.hewi.com/en/p/8015201038 | https://catalog.hewi.com/storage/downloads/HEWI_801_52_01038_en.pdf
801.52.01080 | HEWI Shower spray guard curtain | Range 801 Shower spray guard curtain - for Shower spray guard 801.52.100... - curtain with fixing straps - made of 100% Polyester - hemmed sides with stainless steel tape rolled hem at bottom - plain white pattern - washable at 30°C - shower proof - 850 mm high and 880 mm wide Article no.: HEWI 801.52.01080 | https://catalog.hewi.com/en/p/8015201080 | https://catalog.hewi.com/storage/downloads/HEWI_801_52_01080_en.pdf
801.52.02030 | HEWI active+ Shower spray guard curtain | Range 801 Shower spray guard curtain - suitable for fixing onto Range 801 and 805 Classic supports with lift-up feature, length 850 mm - curtain with fixing straps - made of 100% Trevira CS, fire retardant to DIN 4102/B1 - hemmed sides with stainless steel tape rolled hem at bottom - plain white pattern - washable at 40°C and disinfectable at 60°C (thermal disinfection or dry disinfection recommended) - shower proof - antistatic - special mould and mildew stain resistant finish - with antimicrobial finish based on silver - 670 mm high and 730 mm wide Article no.: HEWI 801.52.02030 | https://catalog.hewi.com/en/p/8015202030 | https://catalog.hewi.com/storage/downloads/HEWI_801_52_02030_en.pdf
801.52.10001 | HEWI Shower spray guard | Range 801 Shower spray guard - two parallel rails running one above the other joined by a connecting bend with shower curtain - for use in shower areas as spray guard and screen - can be folded upwards and, folded downwards with braking mechanism - front section turns 45° to the left or the right enabling guard to be used in left hand or right hand position - for wall mounting with wall-specific HEWI fixing material - sealing tape for sealing the fixing points is included in the scope of supply - rail 940 mm long and 259 mm height, rail diameter 33 mm - shower curtain 850 mm high and 880 mm wide or made-to-measure, total height with curtain 967 mm - rail made of high-quality polyamide with continuous, corrosion resistant steel core and integrated wall mounting plate made of steel with high-quality polyamide cover - available according to HEWI colour chart - Shower spray guard curtain fixed onto lower rail with Velcro fasteners - shower spray guard curtain, made of 100% Trevira CS, flame retardant to DIN 4102/B1 - hemmed sides with stainless steel tape rolled hem at bottom - white/silver pattern - washable at 40°C and disinfectable at 60°C (thermal disinfection or dry disinfection recommended) - shower proof - antistatic - special mould and mildew stain resistant finish - shower spray guard curtain with antimicrobial finish based on silver Article no.: HEWI 801.52.10001 | https://catalog.hewi.com/en/p/8015210001 | https://catalog.hewi.com/storage/downloads/HEWI_801_52_10001_en.pdf
801.52.10030 | HEWI Shower spray guard | Range 801 Shower spray guard - two parallel rails running one above the other joined by a connecting bend and fitted with a shower curtain, plain white pattern, flame retardant to DIN 4102/B1 - ergonomic and functional with a simple and timeless design - for use in shower areas as spray guard and screen - can be folded upwards and, folded downwards with braking mechanism - front section turns 45° to the left or the right enabling guard to be used in left hand or right hand position - with continuous, corrosion resistant steel core and integrated wall mounting plate made of steel with high-quality polyamide cover - for wall mounting with wall-specific HEWI fixing material - sealing tape for sealing the fixing points is included in the scope of supply - special mould and mildew stain resistant finish, shower curtain washable at 30°C and disinfectable at 60°C - shower curtain with hemmed sides and stainless steel tape rolled hem at the bottom - shower curtain fixed onto lower rail with Velcro fasteners - rails 940 mm long and 259 mm high, rail diameter 33 mm, shower curtain 850 mm high and 880 mm wide or made-to-measure, total height with curtain 967 mm - curtain material made of 100% Trevira CS, shower proof - rails made of high-quality polyamide and available according to HEWI colour chart Article no.: HEWI 801.52.10030 | https://catalog.hewi.com/en/p/8015210030 | https://catalog.hewi.com/storage/downloads/HEWI_801_52_10030_en.pdf
801.52.10038 | HEWI Shower spray guard | Range 801 Shower spray guard - two parallel rails running one above the other joined by a connecting bend with shower curtain - for use in shower areas as spray guard and screen - can be folded upwards and, folded downwards with braking mechanism - front section turns 45° to the left or the right enabling guard to be used in left hand or right hand position - for wall mounting with wall-specific HEWI fixing material - sealing tape for sealing the fixing points is included in the scope of supply - rail 940 mm long and 259 mm height, rail diameter 33 mm - shower curtain 850 mm high and 880 mm wide or made-to-measure, total height with curtain 967 mm - rail made of high-quality polyamide with continuous, corrosion resistant steel core and integrated wall mounting plate made of steel with high-quality polyamide cover - available according to HEWI colour chart - Shower spray guard curtain fixed onto lower rail with Velcro fasteners - shower spray guard curtain, made of 100% Trevira CS, flame retardant to DIN 4102/B1 - hemmed sides with stainless steel tape rolled hem at bottom - Decor squares umber/sand - washable at 40°C and disinfectable at 60°C (thermal disinfection or dry disinfection recommended) - shower proof - antistatic - special mould and mildew stain resistant finish - shower spray guard curtain with antimicrobial finish based on silver Article no.: HEWI 801.52.10038 | https://catalog.hewi.com/en/p/8015210038 | https://catalog.hewi.com/storage/downloads/HEWI_801_52_10038_en.pdf
801.52.10039 | HEWI Shower spray guard | Range 801 Shower splash guard - Two parallel rails, arranged on top of each other, rails joined by a connecting bend with shower curtain - For use in shower areas as splash guard and screen - Can be folded upwards and folded downwards with braked movement - front section swivels 45° to the left and right, Can therefore be used on the left and right side - For wall mounting with wall-specific HEWI fixing material Sealing tape for sealing the fixing points is included in the delivery - rails 940 mm long and 259 mm high, Rail diameter of 33 mm - shower curtain 850 mm high and 880 mm wide or made-to-measure, total height with curtain 967 mm - rails made of high gloss polyamide with continuous, corrosion resistant steel core and integrated wall plate made of steel with high gloss polyamide cover - available according to HEWI colour table - Splash guard shower curtain fixed onto lower rail with Velcro fasteners - Splash guard shower curtain made of 100% polyester, Teflon lined for better durability - hemmed sides with stainless steel tape in rolled hem at the bottom. - Décor: plain off-white - washable at 40°C and disinfectable at 60°C (thermal disinfection or dry disinfection recommended) - shower proof - anti-static - special mould and mildew stain resistant finish Article no.: HEWI 801.52.10039 | https://catalog.hewi.com/en/p/8015210039 | https://catalog.hewi.com/storage/downloads/HEWI_801_52_10039_en.pdf
801.52.10040 | HEWI Shower spray guard | Range 801 Shower splash guard - Two parallel rails, arranged on top of each other, rails joined by a connecting bend with shower curtain - For use in shower areas as splash guard and screen - Can be folded upwards and folded downwards with braked movement - front section swivels 45° to the left and right, Can therefore be used on the left and right side - For wall mounting with wall-specific HEWI fixing material Sealing tape for sealing the fixing points is included in the delivery - rails 940 mm long and 259 mm high, Rail diameter of 33 mm - shower curtain 850 mm high and 880 mm wide or made-to-measure, total height with curtain 967 mm - rails made of high gloss polyamide with continuous, corrosion resistant steel core and integrated wall plate made of steel with high gloss polyamide cover - available according to HEWI colour table - Splash guard shower curtain fixed onto lower rail with Velcro fasteners - Splash guard shower curtain made of 100% polyester, Teflon lined for better durability - hemmed sides with stainless steel tape in rolled hem at the bottom. - Décor: plain pebble grey - washable at 40°C and disinfectable at 60°C (thermal disinfection or dry disinfection recommended) - shower proof - anti-static - special mould and mildew stain resistant finish Article no.: HEWI 801.52.10040 | https://catalog.hewi.com/en/p/8015210040 | https://catalog.hewi.com/storage/downloads/HEWI_801_52_10040_en.pdf
801.52.10041 | HEWI Shower spray guard | Range 801 Shower splash guard - Two parallel rails, arranged on top of each other, rails joined by a connecting bend with shower curtain - For use in shower areas as splash guard and screen - Can be folded upwards and folded downwards with braked movement - front section swivels 45° to the left and right, Can therefore be used on the left and right side - For wall mounting with wall-specific HEWI fixing material Sealing tape for sealing the fixing points is included in the delivery - rails 940 mm long and 259 mm high, Rail diameter of 33 mm - shower curtain 850 mm high and 880 mm wide or made-to-measure, total height with curtain 967 mm - rails made of high gloss polyamide with continuous, corrosion resistant steel core and integrated wall plate made of steel with high gloss polyamide cover - available according to HEWI colour table - Splash guard shower curtain fixed onto lower rail with Velcro fasteners - Splash guard shower curtain made of 100% polyester, Teflon lined for better durability - hemmed sides with stainless steel tape in rolled hem at the bottom. - Décor: plain grey green - washable at 40°C and disinfectable at 60°C (thermal disinfection or dry disinfection recommended) - shower proof - anti-static - special mould and mildew stain resistant finish Article no.: HEWI 801.52.10041 | https://catalog.hewi.com/en/p/8015210041 | https://catalog.hewi.com/storage/downloads/HEWI_801_52_10041_en.pdf
801.52.20080 | HEWI Shower spray guard light | Range 801 Shower spray guard - horizontal rail with shower curtain - for use in shower areas as spray guard and screen - can be folded upwards and, folded downwards with braking mechanism - for wall mounting with wall-specific HEWI fixing material - sealing tape for sealing the fixing points is included in the scope of supply - rail 902 mm long and 259 mm height, rail diameter 33 mm - shower curtain 850 mm high and 880 mm wide, total height with curtain 890 mm - rail made of high-quality polyamide with continuous, corrosion resistant steel core and integrated wall mounting plate made of steel with high-quality polyamide cover - available according to HEWI colour chart - Shower spray guard curtain fixed onto rail with Velcro fasteners - Shower spray guard curtain made of 100% Polyester - hemmed sides with lead tape rolled hem at bottom - plain white pattern - washable at 30°C - shower proof Article no.: HEWI 801.52.20080 | https://catalog.hewi.com/en/p/8015220080 | https://catalog.hewi.com/storage/downloads/HEWI_801_52_20080_en.pdf
801.52B10001 | HEWI Shower spray guard | Range 801 Shower spray guard - two parallel rails running one above the other joined by a connecting bend with shower curtain - for use in shower areas as spray guard and screen - can be folded upwards and, folded downwards with braking mechanism - front section turns 45° to the left or the right enabling guard to be used in left hand or right hand position - for wall mounting with wall-specific HEWI fixing material - sealing tape for sealing the fixing points is included in the scope of supply - rail 940 mm long and 259 mm height, rail diameter 33 mm - shower curtain 850 mm high and 880 mm wide or made-to-measure, total height with curtain 967 mm - rail made of high-quality matt polyamide with continuous, corrosion resistant steel core and integrated wall mounting plate made of steel with high-quality matt polyamide cover in HEWI colours 99 (pure white), 98 (signal white), 97 (light grey), 95 (stone grey) and 92 (anthracite grey) - Shower spray guard curtain fixed onto lower rail with Velcro fasteners - shower spray guard curtain, made of 100% Trevira CS, flame retardant to DIN 4102/B1 - hemmed sides with stainless steel tape rolled hem at bottom - white/silver pattern - washable at 40°C and disinfectable at 60°C (thermal disinfection or dry disinfection recommended) - shower proof - antistatic - special mould and mildew stain resistant finish - shower spray guard curtain with antimicrobial finish based on silver Article no.: HEWI 801.52B10001 | https://catalog.hewi.com/en/p/80152B10001 | https://catalog.hewi.com/storage/downloads/HEWI_801_52B10001_en.pdf
801.52B10030 | HEWI Shower spray guard | Range 801 Shower spray guard - two parallel rails running one above the other joined by a connecting bend and fitted with a shower curtain, plain white pattern, flame retardant to DIN 4102/B1 - ergonomic and functional with a simple and timeless design - for use in shower areas as spray guard and screen - can be folded upwards and, folded downwards with braking mechanism - front section turns 45° to the left or the right enabling guard to be used in left hand or right hand position - with continuous, corrosion resistant steel core and integrated wall mounting plate made of steel with high-quality matt polyamide cover - for wall mounting with wall-specific HEWI fixing material - sealing tape for sealing the fixing points is included in the scope of supply - special mould and mildew stain resistant finish, shower curtain washable at 30°C and disinfectable at 60°C - shower curtain with hemmed sides and stainless steel tape rolled hem at the bottom - shower curtain fixed onto lower rail with Velcro fasteners - rails 940 mm long and 259 mm high, rail diameter 33 mm, shower curtain 850 mm high and 880 mm wide or made-to-measure, total height with curtain 967 mm - curtain material made of 100% Trevira CS, shower proof - rails made of high-quality matt polyamide cover in HEWI colours 99 (pure white), 98 (signal white), 97 (light grey), 95 (stone grey) and 92 (anthracite grey) Article no.: HEWI 801.52B10030 | https://catalog.hewi.com/en/p/80152B10030 | https://catalog.hewi.com/storage/downloads/HEWI_801_52B10030_en.pdf
801.52B10038 | HEWI Shower spray guard | Range 801 Shower spray guard - two parallel rails running one above the other joined by a connecting bend with shower curtain - for use in shower areas as spray guard and screen - can be folded upwards and, folded downwards with braking mechanism - front section turns 45° to the left or the right enabling guard to be used in left hand or right hand position - for wall mounting with wall-specific HEWI fixing material - sealing tape for sealing the fixing points is included in the scope of supply - rail 940 mm long and 259 mm height, rail diameter 33 mm - shower curtain 850 mm high and 880 mm wide or made-to-measure, total height with curtain 967 mm - rail made of high-quality matt polyamide with continuous, corrosion resistant steel core and integrated wall mounting plate made of steel with high-quality matt polyamide cover in HEWI colours 99 (pure white), 98 (signal white), 97 (light grey), 95 (stone grey) and 92 (anthracite grey) - Shower spray guard curtain fixed onto lower rail with Velcro fasteners - shower spray guard curtain, made of 100% Trevira CS, flame retardant to DIN 4102/B1 - hemmed sides with stainless steel tape rolled hem at bottom - Decor squares umber/sand - washable at 40°C and disinfectable at 60°C (thermal disinfection or dry disinfection recommended) - shower proof - antistatic - special mould and mildew stain resistant finish - shower spray guard curtain with antimicrobial finish based on silver Article no.: HEWI 801.52B10038 | https://catalog.hewi.com/en/p/80152B10038 | https://catalog.hewi.com/storage/downloads/HEWI_801_52B10038_en.pdf
801.52B10039 | HEWI Shower spray guard | Range 801 Shower splash guard - Two parallel rails, arranged on top of each other, rails joined by a connecting bend with shower curtain - For use in shower areas as splash guard and screen - Can be folded upwards and folded downwards with braked movement - front section swivels 45° to the left and right, Can therefore be used on the left and right side - For wall mounting with wall-specific HEWI fixing material Sealing tape for sealing the fixing points is included in the delivery - rails 940 mm long and 259 mm high, Rail diameter of 33 mm - shower curtain 850 mm high and 880 mm wide or made-to-measure, total height with curtain 967 mm - rails made of high-quality, matte polyamide with continuous, corrosion resistant steel core and integrated wall plate made of steel with cover made of high-quality, matt polyamide - optionally available in the HEWI colour 99 (pure white), 98 (signal white), 97 (light grey), 95 (stone grey) and 92 (anthracite grey) - Splash guard shower curtain fixed onto lower rail with Velcro fasteners - Splash guard shower curtain made of 100% polyester, Teflon lined for better durability - hemmed sides with stainless steel tape in rolled hem at the bottom. - Décor: plain off-white - washable at 40°C and disinfectable at 60°C (thermal disinfection or dry disinfection recommended) - shower proof - anti-static - special mould and mildew stain resistant finish Article no.: HEWI 801.52B10039 | https://catalog.hewi.com/en/p/80152B10039 | https://catalog.hewi.com/storage/downloads/HEWI_801_52B10039_en.pdf
801.52B10040 | HEWI Shower spray guard | Range 801 Shower splash guard - Two parallel rails, arranged on top of each other, rails joined by a connecting bend with shower curtain - For use in shower areas as splash guard and screen - Can be folded upwards and folded downwards with braked movement - front section swivels 45° to the left and right, Can therefore be used on the left and right side - For wall mounting with wall-specific HEWI fixing material Sealing tape for sealing the fixing points is included in the delivery - rails 940 mm long and 259 mm high, Rail diameter of 33 mm - shower curtain 850 mm high and 880 mm wide or made-to-measure, total height with curtain 967 mm - rails made of high-quality, matte polyamide with continuous, corrosion resistant steel core and integrated wall plate made of steel with cover made of high-quality, matt polyamide - optionally available in the HEWI colour 99 (pure white), 98 (signal white), 97 (light grey), 95 (stone grey) and 92 (anthracite grey) - Splash guard shower curtain fixed onto lower rail with Velcro fasteners - Splash guard shower curtain made of 100% polyester, Teflon lined for better durability - hemmed sides with stainless steel tape in rolled hem at the bottom. - Décor: plain pebble grey - washable at 40°C and disinfectable at 60°C (thermal disinfection or dry disinfection recommended) - shower proof - anti-static - special mould and mildew stain resistant finish Article no.: HEWI 801.52B10040 | https://catalog.hewi.com/en/p/80152B10040 | https://catalog.hewi.com/storage/downloads/HEWI_801_52B10040_en.pdf
801.52B10041 | HEWI Shower spray guard | Range 801 Shower splash guard - Two parallel rails, arranged on top of each other, rails joined by a connecting bend with shower curtain - For use in shower areas as splash guard and screen - Can be folded upwards and folded downwards with braked movement - front section swivels 45° to the left and right, Can therefore be used on the left and right side - For wall mounting with wall-specific HEWI fixing material Sealing tape for sealing the fixing points is included in the delivery - rails 940 mm long and 259 mm high, Rail diameter of 33 mm - shower curtain 850 mm high and 880 mm wide or made-to-measure, total height with curtain 967 mm - rails made of high-quality, matte polyamide with continuous, corrosion resistant steel core and integrated wall plate made of steel with cover made of high-quality, matt polyamide - optionally available in the HEWI colour 99 (pure white), 98 (signal white), 97 (light grey), 95 (stone grey) and 92 (anthracite grey) - Splash guard shower curtain fixed onto lower rail with Velcro fasteners - Splash guard shower curtain made of 100% polyester, Teflon lined for better durability - hemmed sides with stainless steel tape in rolled hem at the bottom. - Décor: plain grey green - washable at 40°C and disinfectable at 60°C (thermal disinfection or dry disinfection recommended) - shower proof - anti-static - special mould and mildew stain resistant finish Article no.: HEWI 801.52B10041 | https://catalog.hewi.com/en/p/80152B10041 | https://catalog.hewi.com/storage/downloads/HEWI_801_52B10041_en.pdf
801.52B20080 | HEWI Shower spray guard | Range 801 Shower spray guard - horizontal rail with shower curtain - for use in shower areas as spray guard and screen - can be folded upwards and, folded downwards with braking mechanism - for wall mounting with wall-specific HEWI fixing material - sealing tape for sealing the fixing points is included in the scope of supply - rail 902 mm long and 259 mm height, rail diameter 33 mm - shower curtain 850 mm high and 880 mm wide, total height with curtain 890 mm - rail made of high-quality matt polyamide with continuous, corrosion resistant steel core and integrated wall mounting plate made of steel with high-quality matt polyamide cover in HEWI colours 99 (pure white), 98 (signal white), 97 (light grey), 95 (stone grey) and 92 (anthracite grey) - Shower spray guard curtain fixed onto rail with Velcro fasteners - Shower spray guard curtain made of 100% Polyester - hemmed sides with stainless steel tape rolled hem at bottom - plain white pattern - washable at 30°C - shower proof Article no.: HEWI 801.52B20080 | https://catalog.hewi.com/en/p/80152B20080 | https://catalog.hewi.com/storage/downloads/HEWI_801_52B20080_en.pdf
801.90.010 | HEWI Coat hook | Range 801 Single hook - right-angled bend, cylindrical hook with fixing rose - for hanging up towels and other pieces of clothing and other utensils - anti-theft protection through concealed screw fixing - 30 mm deep, rose diameter 40 mm - made of high-quality polyamide according to HEWI colour chart Article no.: HEWI 801.90.010 | https://catalog.hewi.com/en/p/80190010 | https://catalog.hewi.com/storage/downloads/HEWI_801_90_010_en.pdf
801.90.020 | HEWI Double hook | Range 801 Double hook - double hook with fixing rose - for hanging up towels and other pieces of clothing and other utensils - anti-theft protection through concealed screw fixing - 31 mm deep, rose diameter 40 mm - made of high-quality polyamide according to HEWI colour chart Article no.: HEWI 801.90.020 | https://catalog.hewi.com/en/p/80190020 | https://catalog.hewi.com/storage/downloads/HEWI_801_90_020_en.pdf
801.90.030 | HEWI Double coat hook | Range 801 Double hook - two polyamide support pins with a stirrup-shaped hook - for hanging up clothing and utensils - reduced risk of injury as hooks face backwards towards wall - 90 mm wide, 165 mm high and 95 mm deep, centre-to-centre 75 mm - made of high-quality polyamide according to HEWI colour chart Article no.: HEWI 801.90.030 | https://catalog.hewi.com/en/p/80190030 | https://catalog.hewi.com/storage/downloads/HEWI_801_90_030_en.pdf
801.90.031 | HEWI Double coat hook with picto-holder | Hook for cloakroom rails with pictogram holder - made of high-quality polyamide - with plate 60 x 41 for pictogram 33.1771.. - hook pointing backwards - centre-to-centre 75 mm, projection 95 mm - anti-theft protection through concealed screw fixing - supply incl. fixing materials - available according to HEWI colour chart Article no.: HEWI 801.90.031 | https://catalog.hewi.com/en/p/80190031 | https://catalog.hewi.com/storage/downloads/HEWI_801_90_031_en.pdf
801.90.032 | HEWI Double coat hook | Series 801 ICONIC Double hook - two-coloured double hook - Hook part: 74 (apple green), Wall mounting: 72 (may green) - Made of high gloss polyamide - Two polyamide support pins with a stirrup-shaped hook - For hanging clothes and other utensils - Reduced risk of injury as hooks face backwards towards wall - Width 90 mm, Height 165 mm, Depth 95 mm, Centre distance 75 mm Article no.: HEWI 801.90.032 | https://catalog.hewi.com/en/p/80190032 | https://catalog.hewi.com/storage/downloads/HEWI_801_90_032_en.pdf
801.90.033 | HEWI Double coat hook | Series 801 ICONIC Double hook - two-coloured double hook - Hook part: 74 (apple green), Wall mounting: 36 (coral) - Made of high gloss polyamide - Two polyamide support pins with a stirrup-shaped hook - For hanging clothes and other utensils - Reduced risk of injury as hooks face backwards towards wall - Width 90 mm, Height 165 mm, Depth 95 mm, Centre distance 75 mm Article no.: HEWI 801.90.033 | https://catalog.hewi.com/en/p/80190033 | https://catalog.hewi.com/storage/downloads/HEWI_801_90_033_en.pdf
801.90.034 | HEWI Double coat hook | Series 801 ICONIC Double hook - two-coloured double hook - Hook part: 55 (aqua blue), Wall mounting: 50 (steel blue) - Made of high gloss polyamide - Two polyamide support pins with a stirrup-shaped hook - For hanging clothes and other utensils - Reduced risk of injury as hooks face backwards towards wall - Width 90 mm, Height 165 mm, Depth 95 mm, Centre distance 75 mm Article no.: HEWI 801.90.034 | https://catalog.hewi.com/en/p/80190034 | https://catalog.hewi.com/storage/downloads/HEWI_801_90_034_en.pdf
801.90.035 | HEWI Double coat hook | Series 801 ICONIC Double hook - two-coloured double hook - Hook part: 55 (aqua blue), Wall mounting: 74 (apple green) - Made of high gloss polyamide - Two polyamide support pins with a stirrup-shaped hook - For hanging clothes and other utensils - Reduced risk of injury as hooks face backwards towards wall - Width 90 mm, Height 165 mm, Depth 95 mm, Centre distance 75 mm Article no.: HEWI 801.90.035 | https://catalog.hewi.com/en/p/80190035 | https://catalog.hewi.com/storage/downloads/HEWI_801_90_035_en.pdf
801.90.040 | HEWI Double coat hook | Range 801 Double hook for cloakroom rails - double hook with forward-facing hooks - for hanging up clothing and utensils - 90 mm wide, 165 mm high and 87 mm deep, centre-to-centre 75 mm - made of high-quality polyamide according to HEWI colour chart Article no.: HEWI 801.90.040 | https://catalog.hewi.com/en/p/80190040 | https://catalog.hewi.com/storage/downloads/HEWI_801_90_040_en.pdf
801.90B010 | HEWI Coat hook | Range 801 Single hook - right-angled bend, cylindrical hook with fixing rose - for hanging up towels and other pieces of clothing and other utensils - anti-theft protection through concealed screw fixing - 30 mm deep, rose diameter 40 mm - made of high-quality matt polyamide according to HEWI colour chart Article no.: HEWI 801.90B010 | https://catalog.hewi.com/en/p/80190B010 | https://catalog.hewi.com/storage/downloads/HEWI_801_90B010_en.pdf
801.90B020 | HEWI Double hook | Range 801 Double hook - double hook with fixing rose - for hanging up towels and other pieces of clothing and other utensils - anti-theft protection through concealed screw fixing - 31 mm deep, rose diameter 40 mm - made of high-quality matt polyamide according to HEWI colour chart Article no.: HEWI 801.90B020 | https://catalog.hewi.com/en/p/80190B020 | https://catalog.hewi.com/storage/downloads/HEWI_801_90B020_en.pdf
801.90B030 | HEWI Double coat hook | Range 801 Double hook - two polyamide support pins with a stirrup-shaped hook - for hanging up clothing and utensils - reduced risk of injury as hooks face backwards towards wall - 90 mm wide, 165 mm high and 95 mm deep, centre-to-centre 75 mm - made of high-quality matt polyamide according to HEWI colour chart Article no.: HEWI 801.90B030 | https://catalog.hewi.com/en/p/80190B030 | https://catalog.hewi.com/storage/downloads/HEWI_801_90B030_en.pdf
801.90B032 | HEWI Double coat hook | Series 801 ICONIC Double hook - two-coloured double hook - Hook part: 74 (apple green), Wall mounting: 72 (may green) - made of high quality, matt polyamide - Two polyamide support pins with a stirrup-shaped hook - For hanging clothes and other utensils - Reduced risk of injury as hooks face backwards towards wall - Width 90 mm, Height 165 mm, Depth 95 mm, Centre distance 75 mm Article no.: HEWI 801.90B032 | https://catalog.hewi.com/en/p/80190B032 | https://catalog.hewi.com/storage/downloads/HEWI_801_90B032_en.pdf
801.90B033 | HEWI Double coat hook | Series 801 ICONIC Double hook - two-coloured double hook - Hook part: 74 (apple green), Wall mounting: 36 (coral) - made of high quality, matt polyamide - Two polyamide support pins with a stirrup-shaped hook - For hanging clothes and other utensils - Reduced risk of injury as hooks face backwards towards wall - Width 90 mm, Height 165 mm, Depth 95 mm, Centre distance 75 mm Article no.: HEWI 801.90B033 | https://catalog.hewi.com/en/p/80190B033 | https://catalog.hewi.com/storage/downloads/HEWI_801_90B033_en.pdf
801.90B034 | HEWI Double coat hook | Series 801 ICONIC Double hook - two-coloured double hook - Hook part: 55 (aqua blue), Wall mounting: 50 (steel blue) - made of high quality, matt polyamide - Two polyamide support pins with a stirrup-shaped hook - For hanging clothes and other utensils - Reduced risk of injury as hooks face backwards towards wall - Width 90 mm, Height 165 mm, Depth 95 mm, Centre distance 75 mm Article no.: HEWI 801.90B034 | https://catalog.hewi.com/en/p/80190B034 | https://catalog.hewi.com/storage/downloads/HEWI_801_90B034_en.pdf
801.90B035 | HEWI Double coat hook | Series 801 ICONIC Double hook - two-coloured double hook - Hook part: 55 (aqua blue), Wall mounting: 74 (apple green) - made of high quality, matt polyamide - Two polyamide support pins with a stirrup-shaped hook - For hanging clothes and other utensils - Reduced risk of injury as hooks face backwards towards wall - Width 90 mm, Height 165 mm, Depth 95 mm, Centre distance 75 mm Article no.: HEWI 801.90B035 | https://catalog.hewi.com/en/p/80190B035 | https://catalog.hewi.com/storage/downloads/HEWI_801_90B035_en.pdf
801.90B040 | HEWI Double coat hook | Range 801 Double hook for cloakroom rails - double hook with forward-facing hooks - for hanging up clothing and utensils - 90 mm wide, 165 mm high and 87 mm deep, centre-to-centre 75 mm - made of high-quality matt polyamide according to HEWI colour chart Article no.: HEWI 801.90B040 | https://catalog.hewi.com/en/p/80190B040 | https://catalog.hewi.com/storage/downloads/HEWI_801_90B040_en.pdf
801.90D010 | HEWI active+ Single hook | Range 801 Single hook - right-angled bend, cylindrical hook with fixing rose - for hanging up pieces of clothing and utensils - anti-theft protection through concealed screw fixing - 30 mm deep, rose diameter 40 mm - made of high-quality polyamide in HEWI colour 98 (signal white), with active antimicrobial microsilver Article no.: HEWI 801.90D010 | https://catalog.hewi.com/en/p/80190D010 | https://catalog.hewi.com/storage/downloads/HEWI_801_90D010_en.pdf
801.91.010 | HEWI Symbol, male | Symbol male - self-adhesive - 153 mm high, 72 mm wide and 3 mm thick - made of high-quality polyamide - according to HEWI colour chart Article no.: HEWI 801.91.010 | https://catalog.hewi.com/en/p/80191010 | https://catalog.hewi.com/storage/downloads/HEWI_801_91_010_en.pdf
801.91.020 | HEWI Symbol, female | Symbol female - self-adhesive - 151 mm high, 90 mm wide and 3 mm thick - made of high-quality polyamide - according to HEWI colour chart Article no.: HEWI 801.91.020 | https://catalog.hewi.com/en/p/80191020 | https://catalog.hewi.com/storage/downloads/HEWI_801_91_020_en.pdf
801.91.030 | HEWI Symbol, accessibility | Symbol, accessibility - self-adhesive - 147 mm high, 133 mm wide and 3 mm thick - made of high-quality polyamide - according to HEWI colour chart Article no.: HEWI 801.91.030 | https://catalog.hewi.com/en/p/80191030 | https://catalog.hewi.com/storage/downloads/HEWI_801_91_030_en.pdf
801.91B010 | HEWI Symbol, male | Symbol male - self-adhesive - 153 mm high, 72 mm wide and 3 mm thick - made of high-quality matt polyamide in HEWI colours 99 (pure white), 98 (signal white), 97 (light grey), 95 (stone grey), 92 (anthracite grey) and 90 (jet black) Article no.: HEWI 801.91B010 | https://catalog.hewi.com/en/p/80191B010 | https://catalog.hewi.com/storage/downloads/HEWI_801_91B010_en.pdf
801.91B020 | HEWI Symbol, female | Symbol female - self-adhesive - 151 mm high, 90 mm wide and 3 mm thick - made of high-quality matt polyamide in HEWI colours 99 (pure white), 98 (signal white), 97 (light grey), 95 (stone grey), 92 (anthracite grey) and 90 (jet black) Article no.: HEWI 801.91B020 | https://catalog.hewi.com/en/p/80191B020 | https://catalog.hewi.com/storage/downloads/HEWI_801_91B020_en.pdf
801.91B030 | HEWI Symbol, accessibility | Symbol, accessibility - self-adhesive - 147 mm high, 133 mm wide and 3 mm thick - made of high-quality matt polyamide in HEWI colours 99 (pure white), 98 (signal white), 97 (light grey), 95 (stone grey), 92 (anthracite grey) and 90 (jet black) Article no.: HEWI 801.91B030 | https://catalog.hewi.com/en/p/80191B030 | https://catalog.hewi.com/storage/downloads/HEWI_801_91B030_en.pdf
801.99.001 | HEWI Hook set | Single hook set of 3 from the 801 ICONIC series - three two-coloured single hooks - Colours: 99 (pure white), 55 (aqua blue), 36 (coral) - Made of high gloss polyamide - right-angled bent, cylindrical hook with mounting rosette - For hanging clothes and other utensils - Anti-theft protection through concealed screw fixing - Depth 30 mm, Rosettes 40 mm in diameter Article no.: HEWI 801.99.001 | https://catalog.hewi.com/en/p/80199001 | https://catalog.hewi.com/storage/downloads/HEWI_801_99_001_en.pdf
801.99.002 | HEWI Double hook set | Double hook set of 3 from the 801 ICONIC series - three two-coloured double hooks - Colours: 99 (pure white), 55 (aqua blue), 36 (coral) - Made of high gloss polyamide - Double hook with mounting rosette - For hanging clothes and other utensils - Anti-theft protection through concealed screw fixing - Depth 31 mm, Rosettes 40 mm in diameter Article no.: HEWI 801.99.002 | https://catalog.hewi.com/en/p/80199002 | https://catalog.hewi.com/storage/downloads/HEWI_801_99_002_en.pdf
801.99B001 | HEWI Hook set | Single hook set of 3 from the 801 ICONIC series - three two-coloured single hooks - Colours: 99 (pure white), 55 (aqua blue), 36 (coral) - made of high quality, matt polyamide - right-angled bent, cylindrical hook with mounting rosette - For hanging clothes and other utensils - Anti-theft protection through concealed screw fixing - Depth 30 mm, Rosettes 40 mm in diameter Article no.: HEWI 801.99B001 | https://catalog.hewi.com/en/p/80199B001 | https://catalog.hewi.com/storage/downloads/HEWI_801_99B001_en.pdf
801.99B002 | HEWI Double hook set | Double hook set of 3 from the 801 ICONIC series - three two-coloured double hooks - Colours: 99 (pure white), 55 (aqua blue), 36 (coral) - made of high quality, matt polyamide - Double hook with mounting rosette - For hanging clothes and other utensils - Anti-theft protection through concealed screw fixing - Depth 31 mm, Rosettes 40 mm in diameter Article no.: HEWI 801.99B002 | https://catalog.hewi.com/en/p/80199B002 | https://catalog.hewi.com/storage/downloads/HEWI_801_99B002_en.pdf
802.01.100L | HEWI Adjustable mirror | Range 802 LifeSystem Adjustable mirror (lever on left) - rectangular crystal glass mirror with rounded edges and integrated anti-splinter film - easy adjustment of the tilt between 0 to 28° from a seated position - lever on left - 725 mm wide, 741 mm high, mirror 73 mm deep, clear distance between wall and handle 139 mm - gripping rail made of high-gloss chrome-plated brass, axle made of polished and anodised aluminium in colour E6 EV1 - with ergonomic handle made of polyamide according to HEWI colour chart - including non-corrosive HEWI fixing material. Article no.: HEWI 802.01.100L | https://catalog.hewi.com/en/p/80201100L | https://catalog.hewi.com/storage/downloads/HEWI_802_01_100L_en.pdf
802.01.100R | HEWI Adjustable mirror | Range 802 LifeSystem Adjustable mirror (lever on right) - rectangular crystal glass mirror with rounded edges and integrated anti-splinter film - easy adjustment of the tilt between 0 to 28° from a seated position - lever on right - 725 mm wide, 741 mm high, mirror 73 mm deep, clear distance between wall and handle 139 mm - gripping rail made of high-gloss chrome-plated brass, axle made of polished and anodised aluminium in colour E6 EV1 - with ergonomic handle made of polyamide according to HEWI colour chart - including non-corrosive HEWI fixing material. Article no.: HEWI 802.01.100R | https://catalog.hewi.com/en/p/80201100R | https://catalog.hewi.com/storage/downloads/HEWI_802_01_100R_en.pdf
802.01.400L | HEWI LED Adjustable mirror | LED tiltable mirror of the 802 LifeSystem range (left lever) - rectangular illuminated composite mirror with polished edges - integrated shatter protection and integrated LED lighting on the right and left sides - easy adjustment of the tilt while seated from 0 to 28° - for wall mounting - direct connection 200-240 V - with two high-quality LED lighting profiles made of aluminium, fixed to the rear of the mirror - long-life LED in neutral white light colour, approx. 4000 Kelvin, total output approx. 9.6 W - LED and ballast protected, protection class II, degree of protection IP 44 - mirror 600 mm wide, 540 mm high and 6 mm thick - mirrors made of laminated glass - This product contains a light source of energy efficiency class G - lever left - 725 mm wide, 741 mm high and 69 mm deep, clear dimension wall distance handle 139 mm, 310 mm dimension handle with 28° tilt - simple and concealed installation with the enclosed corrosion-free HEWI fixing material - gripping rail made of high-gloss chrome-plated brass, axle made of polished and anodised aluminium in colour E6 EV1 - with ergonomically shaped polyamide handle in selected HEWI colours - CE and UKCA marking according to EMC 2014/30/EU - l/r version from the viewing direction of the user Article no.: HEWI 802.01.400L | https://catalog.hewi.com/en/p/80201400L | https://catalog.hewi.com/storage/downloads/HEWI_802_01_400L_en.pdf
802.01.400R | HEWI LED Adjustable mirror | LED tiltable mirror of the 802 LifeSystem range (right lever) - rectangular illuminated composite mirror with polished edges - integrated shatter protection and integrated LED lighting on the right and left sides - easy adjustment of the tilt while seated from 0 to 28° - for wall mounting - direct connection 200-240 V - with two high-quality LED lighting profiles made of aluminium, fixed to the rear of the mirror - long-life LED in neutral white light colour, approx. 4000 Kelvin, total output approx. 9.6 W - LED and ballast protected, protection class II, degree of protection IP 44 - mirror 600 mm wide, 540 mm high and 6 mm thick - mirrors made of laminated glass - This product contains a light source of energy efficiency class G - lever right - 725 mm wide, 741 mm high and 69 mm deep, clear dimension wall distance handle 139 mm, 310 mm dimension handle with 28° tilt - simple and concealed installation with the enclosed corrosion-free HEWI fixing material - gripping rail made of high-gloss chrome-plated brass, axle made of polished and anodised aluminium in colour E6 EV1 - with ergonomically shaped polyamide handle in selected HEWI colours - CE and UKCA marking according to EMC 2014/30/EU - l/r version from the viewing direction of the user Article no.: HEWI 802.01.400R | https://catalog.hewi.com/en/p/80201400R | https://catalog.hewi.com/storage/downloads/HEWI_802_01_400R_en.pdf
802.03.100 | HEWI Mirror shelf | Range 802 LifeSystem Mirror shelf - chrome-plated mirror shelf with all-round edging and firmly fitted, break proof synthetic material shelf - with integrated support rails - used for support, for standing up independently and for holding accessories - continuous mirror solution possible - 710 mm wide, 220 mm high, 151 mm deep - 30° position of the support rails on delivery, adjustable on site - shelf surface in opaque white synthetic material - frame made of highly polished chrome-plated aluminium with powder coated, matt design features - handles made of pleasant to touch polyamide selected HEWI colours - produced in accordance with CE- and UKCA-Regulation (EU) 2017/745 on medical devices - including non-corrosive HEWI fixing material Article no.: HEWI 802.03.100 | https://catalog.hewi.com/en/p/80203100 | https://catalog.hewi.com/storage/downloads/HEWI_802_03_100_en.pdf
802.03.110L | HEWI Mirror shelf for continuous mirrors | Range 802 LifeSystem Mirror shelf for continuous mirror - chrome-plated mirror shelf with all-round edging and firmly fitted, break proof synthetic material shelf - with integrated support rail - used for support, for standing up independently and for holding accessories - 30° position of the support rails on delivery, adjustable on site - left-hand version - 434 mm wide, 220 mm high, 151 mm deep - shelf surface in opaque white synthetic material - frame made of highly polished chrome-plated aluminium with powder coated, matt design features - handles made of pleasant to touch polyamide selected HEWI colours - produced in accordance with CE- and UKCA-Regulation (EU) 2017/745 on medical devices - including non-corrosive HEWI fixing material Article no.: HEWI 802.03.110L | https://catalog.hewi.com/en/p/80203110L | https://catalog.hewi.com/storage/downloads/HEWI_802_03_110L_en.pdf
802.03.110R | HEWI Mirror shelf for continuous mirrors | Range 802 LifeSystem Mirror shelf for continuous mirror - chrome-plated mirror shelf with all-round edging and firmly fitted, break proof synthetic material shelf - used for support, for standing up independently and for holding accessories - with integrated support rail - 30° position of the support rails on delivery, adjustable on site - right-hand version - 434 mm wide, 220 mm high, 151 mm deep - shelf surface in opaque white synthetic material - frame made of highly polished chrome-plated aluminium with powder coated, matt design features - handles made of pleasant to touch polyamide selected HEWI colours - produced in accordance with CE- and UKCA-Regulation (EU) 2017/745 on medical devices - including non-corrosive HEWI fixing material Article no.: HEWI 802.03.110R | https://catalog.hewi.com/en/p/80203110R | https://catalog.hewi.com/storage/downloads/HEWI_802_03_110R_en.pdf
802.03.120L | HEWI grab bar with backplate | Range 802 LifeSystem support rail with backplate (left-hand version) - chrome-plated support rail with handle made of synthetic material and mounting backplate - used for support and for stand up independently - 30° position of the support rails on delivery, adjustable on site - left-hand version seen from user's view - 187 mm wide, 220 mm high, 93 mm deep - backplate and handle in highly polished chrome-plated aluminium with powder coated matt design features - handle made of haptically pleasant polyamide according to HEWI colour chart - produced in accordance with CE- and UKCA-Regulation (EU) 2017/745 on medical devices - including non-corrosive HEWI fixing material Article no.: HEWI 802.03.120L | https://catalog.hewi.com/en/p/80203120L | https://catalog.hewi.com/storage/downloads/HEWI_802_03_120L_en.pdf
802.03.120R | HEWI grab bar with backplate | Range 802 LifeSystem support rail with backplate (right-hand version) - chrome-plated support rail with handle made of synthetic material and mounting backplate - used for support and for stand up independently - 30° position of the support rails on delivery, adjustable on site - right-hand version seen from user's view - 187 mm wide, 220 mm high, 93 mm deep - backplate and handle in highly polished chrome-plated aluminium with powder coated matt design features - handle made of haptically pleasant polyamide according to HEWI colour chart - produced in accordance with CE- and UKCA-Regulation (EU) 2017/745 on medical devices - including non-corrosive HEWI fixing material Article no.: HEWI 802.03.120R | https://catalog.hewi.com/en/p/80203120R | https://catalog.hewi.com/storage/downloads/HEWI_802_03_120R_en.pdf
802.03.200 | HEWI Storage box | Range 802 LifeSystem Storage box - rectangular container with high sides and water run-off - opening at the front - anti-theft - non-slip storage surface - for integration in 30-33 mm diameter rail system - used to store accessories - 200 mm wide, 110 mm high, 107 mm deep - made of high-quality polyamide according to HEWI colour chart Article no.: HEWI 802.03.200 | https://catalog.hewi.com/en/p/80203200 | https://catalog.hewi.com/storage/downloads/HEWI_802_03_200_en.pdf
802.03.210 | HEWI Corner shelf | Range 802 LifeSystem Corner shelf - right-angled corner shelf with rounded front, high sides and drainage feature - used to store accessories - opening at the front - loading capacity 3 kg - base with inclined draining surfaces and non-slip profile - for integration in the 33 diameter rail system - side lengths 210 mm, 120 mm high - made of high-quality polyamide according to HEWI colour chart Article no.: HEWI 802.03.210 | https://catalog.hewi.com/en/p/80203210 | https://catalog.hewi.com/storage/downloads/HEWI_802_03_210_en.pdf
802.03.220 | HEWI Corner shelf with holder | Corner shelf with holder Range 802 LifeSystem - right-angled corner shelf with rounded front, high sides and drainage feature - used to store accessories - opening at the front - loading capacity 3 kg - base with inclined draining surfaces and non-slip profile - for wall mounting - side lengths 210 mm, 125 mm high - made of high-quality polyamide in selected colours - holder highly polished chrome Article no.: HEWI 802.03.220 | https://catalog.hewi.com/en/p/80203220 | https://catalog.hewi.com/storage/downloads/HEWI_802_03_220_en.pdf
802.03.E02 | HEWI Backplate cover, short | Backplate cover, short - for mirror shelf 802.03.100, 802.03.110L and 802.03.110R - two caps to cover the fixing points of the backplate - in powder coated, matt silver metal Article no.: HEWI 802.03.E02 | https://catalog.hewi.com/en/p/80203E02 | https://catalog.hewi.com/storage/downloads/HEWI_802_03_E02_en.pdf
802.03.W100 | HEWI Mirror shelf White Edition | Range 802 LifeSystem White Edition Mirror shelf - chrome-plated mirror shelf with all-round edging and firmly fitted, break proof synthetic material shelf - with integrated support rails - used for support, for standing up independently and for holding accessories - continuous mirror solution possible - 710 mm wide, 220 mm high, 151 mm deep - 30° position of the support rails on delivery, adjustable on site - shelf surface in opaque white synthetic material - frame made of highly polished chrome-plated aluminium with powder coated, white design features - handles made of pleasant to touch polyamide in HEWI colours 98 (signal white) and 99 (pure white) - produced in accordance with CE- and UKCA-Regulation (EU) 2017/745 on medical devices - including non-corrosive HEWI fixing material Article no.: HEWI 802.03.W100 | https://catalog.hewi.com/en/p/80203W100 | https://catalog.hewi.com/storage/downloads/HEWI_802_03_W100_en.pdf
802.03.W110L | HEWI Mirror shelf White Edition | Range 802 LifeSystem White Edition Mirror shelf for continuous mirror - chrome-plated mirror shelf with all-round edging and firmly fitted, break proof synthetic material shelf - used for support, for standing up independently and for holding accessories - with integrated support rail - 30° position of the support rails on delivery, adjustable on site - left-hand version - 434 mm wide, 220 mm high, 151 mm deep - shelf surface in matt white synthetic material - frame made of chrome-plated aluminium with powder coated, white design features - grip made of pleasant to touch polyamide in HEWI colours 98 (signal white) and 99 (pure white) - produced in accordance with CE- and UKCA-Regulation (EU) 2017/745 on medical devices - including non-corrosive HEWI fixing material Article no.: HEWI 802.03.W110L | https://catalog.hewi.com/en/p/80203W110L | https://catalog.hewi.com/storage/downloads/HEWI_802_03_W110L_en.pdf
802.03.W110R | HEWI Mirror shelf White Edition | Range 802 LifeSystem White Edition Mirror shelf for continuous mirror - chrome-plated mirror shelf with all-round edging and firmly fitted, break proof synthetic material shelf - used for support, for standing up independently and for holding accessories - with integrated support rail - 30° position of the support rails on delivery, adjustable on site - right-hand version - 434 mm wide, 220 mm high, 151 mm deep - shelf surface in matt white synthetic material - frame made of chrome-plated aluminium with powder coated, white design features - grip made of pleasant to touch polyamide in HEWI colours 98 (signal white) and 99 (pure white) - produced in accordance with CE- and UKCA-Regulation (EU) 2017/745 on medical devices - including non-corrosive HEWI fixing material Article no.: HEWI 802.03.W110R | https://catalog.hewi.com/en/p/80203W110R | https://catalog.hewi.com/storage/downloads/HEWI_802_03_W110R_en.pdf
802.03.W120L | HEWI grab bar with White Edition backplate | Range 802 LifeSystem White Edition Support rail with backplate - chrome-plated support rail with handle made of synthetic material and mounting backplate - used for support and for stand up independently - 30° position of the support rails on delivery, adjustable on site - left-hand version - 187 mm wide, 220 mm high, 93 mm deep - backplate and handle made of high-gloss, chrome-plated aluminium with powder coated white design features - grip made of pleasant to touch polyamide in HEWI colours 98 (signal white) and 99 (pure white) - produced in accordance with CE- and UKCA-Regulation (EU) 2017/745 on medical devices - including non-corrosive HEWI fixing material Article no.: HEWI 802.03.W120L | https://catalog.hewi.com/en/p/80203W120L | https://catalog.hewi.com/storage/downloads/HEWI_802_03_W120L_en.pdf
802.03.W120R | HEWI grab bar with White Edition backplate | Range 802 LifeSystem White Edition Support rail with backplate - chrome-plated support rail with handle made of synthetic material and mounting backplate - used for support and for stand up independently - 30° position of the support rails on delivery, adjustable on site - right-hand version - 187 mm wide, 220 mm high, 93 mm deep - backplate and handle made of high-gloss, chrome-plated aluminium with powder coated white design features - grip made of pleasant to touch polyamide in HEWI colours 98 (signal white) and 99 (pure white) - produced in accordance with CE- and UKCA-Regulation (EU) 2017/745 on medical devices - including non-corrosive HEWI fixing material Article no.: HEWI 802.03.W120R | https://catalog.hewi.com/en/p/80203W120R | https://catalog.hewi.com/storage/downloads/HEWI_802_03_W120R_en.pdf
802.03.WE02 | HEWI Backplate cover, short White Edition | White Edition backplate cover - for mirror shelf 802.03.W100, 802.03.W110L, 802.03.W110R - two caps to cover the fixing points of the backplate - made of white powder-coated metal Article no.: HEWI 802.03.WE02 | https://catalog.hewi.com/en/p/80203WE02 | https://catalog.hewi.com/storage/downloads/HEWI_802_03_WE02_en.pdf
802.03B200 | HEWI Storage box | Range 802 LifeSystem Storage box - rectangular container with high sides and water run-off - opening at the front - anti-theft - non-slip storage surface - for integration in the 33 diameter rail system - used to store accessories - 200 mm wide, 110 mm high, 107 mm deep - made of high-quality matt polyamide in the HEWI colours 99 (pure white), 98 (signal white), 97 (light grey), 95 (stone grey) and 92 (anthracite grey) Article no.: HEWI 802.03B200 | https://catalog.hewi.com/en/p/80203B200 | https://catalog.hewi.com/storage/downloads/HEWI_802_03B200_en.pdf
802.03B210 | HEWI Corner shelf | Range 802 LifeSystem Corner shelf - right-angled corner shelf with rounded front, high sides and drainage feature - used to store accessories - opening at the front - loading capacity 3 kg - base with inclined draining surfaces and non-slip profile - for integration in the 33 diameter rail system - side lengths 210 mm, 120 mm high - made of high-quality matt polyamide in HEWI colours 99 (pure white), 98 (signal white), 97 (light grey), 95 (stone grey) and 92 (anthracite grey) Article no.: HEWI 802.03B210 | https://catalog.hewi.com/en/p/80203B210 | https://catalog.hewi.com/storage/downloads/HEWI_802_03B210_en.pdf
802.03B220 | HEWI Corner shelf with holder | Corner shelf with holder Range 802 LifeSystem - right-angled corner shelf with rounded front, high sides and drainage feature - used to store accessories - opening at the front - loading capacity 3 kg - base with inclined draining surfaces and non-slip profile - for wall mounting - side lengths 210 mm, 125 mm high - made of high-quality matt polyamide in HEWI colours 99 (pure white), 98 (signal white), 97 (light grey), 95 (stone grey) and 92 (anthracite grey) - holder highly polished chrome Article no.: HEWI 802.03B220 | https://catalog.hewi.com/en/p/80203B220 | https://catalog.hewi.com/storage/downloads/HEWI_802_03B220_en.pdf
802.03D200 | HEWI active+ Storage box | Range 802 LifeSystem Storage box - rectangular container with high sides and water run-off - opening at the front - anti-theft - non-slip storage surface - for integration in the 33 diameter rail system - used to store accessories - 200 mm wide, 110 mm high, 107 mm deep - rails made of high-quality polyamide in HEWI colour 98 (signal white), with active antimicrobial microsilver Article no.: HEWI 802.03D200 | https://catalog.hewi.com/en/p/80203D200 | https://catalog.hewi.com/storage/downloads/HEWI_802_03D200_en.pdf
802.34.01030 | HEWI active+ Shower curtain, special dimensions | Shower / cubicle curtain - with hemmed sides and stainless steel eyelets - plain white pattern - with stainless steel rolled hem at the bottom and punched stainless steel eyelets at the top suitable for HEWI curtain rings - washable at 40°C and disinfectable at 60°C - shower proof - antistatic - special mould and mildew stain resistant finish - with antimicrobial finish based on silver - made-to-measure, curtain width (F) 700 - 5000 mm at a curtain height (H) 1601 - 2200 mm or curtain width (F) 700 - 2000 mm at a curtain height (H) 2201 - 2400 mm - made of 100% Trevira CS, fire retardant to DIN 4102/B1 Article no.: HEWI 802.34.01030 | https://catalog.hewi.com/en/p/8023401030 | https://catalog.hewi.com/storage/downloads/HEWI_802_34_01030_en.pdf
802.34.V0130 | HEWI active+ Shower curtain | Shower / cubicle curtain - with hemmed sides and stainless steel eyelets - plain white pattern - with stainless steel rolled hem at the bottom and punched stainless steel eyelets at the top suitable for HEWI curtain rings - washable at 40°C and disinfectable at 60°C - shower proof - antistatic - special mould and mildew stain resistant finish - with antimicrobial finish based on silver - curtain width 1400 mm, curtain height 2000 mm - with 10 eyelets - made of 100% Trevira CS, fire retardant to DIN 4102/B1 Article no.: HEWI 802.34.V0130 | https://catalog.hewi.com/en/p/80234V0130 | https://catalog.hewi.com/storage/downloads/HEWI_802_34_V0130_en.pdf
802.34.V0230 | HEWI active+ Shower curtain | Shower / cubicle curtain - with hemmed sides and stainless steel eyelets - plain white pattern - with stainless steel rolled hem at the bottom and punched stainless steel eyelets at the top suitable for HEWI curtain rings - washable at 40°C and disinfectable at 60°C - shower proof - antistatic - special mould and mildew stain resistant finish - with antimicrobial finish based on silver - curtain width 2000 mm, curtain height 2000 mm - with 14 eyelets - made of 100% Trevira CS, fire retardant to DIN 4102/B1 Article no.: HEWI 802.34.V0230 | https://catalog.hewi.com/en/p/80234V0230 | https://catalog.hewi.com/storage/downloads/HEWI_802_34_V0230_en.pdf
802.34.V0330 | HEWI active+ Shower curtain | Shower / cubicle curtain - with hemmed sides and stainless steel eyelets - plain white pattern - with stainless steel rolled hem at the bottom and punched stainless steel eyelets at the top suitable for HEWI curtain rings - washable at 40°C and disinfectable at 60°C - shower proof - antistatic - special mould and mildew stain resistant finish - with antimicrobial finish based on silver - curtain width 2500 mm, curtain height 2000 mm - with 18 eyelets - made of 100% Trevira CS, fire retardant to DIN 4102/B1 Article no.: HEWI 802.34.V0330 | https://catalog.hewi.com/en/p/80234V0330 | https://catalog.hewi.com/storage/downloads/HEWI_802_34_V0330_en.pdf
802.34.V0430 | HEWI active+ Shower curtain | Shower / cubicle curtain - with hemmed sides and stainless steel eyelets - plain white pattern - with stainless steel rolled hem at the bottom and punched stainless steel eyelets at the top suitable for HEWI curtain rings - washable at 40°C and disinfectable at 60°C - shower proof - antistatic - special mould and mildew stain resistant finish - with antimicrobial finish based on silver - curtain width 2900 mm, curtain height 2000 mm - with 20 eyelets - made of 100% Trevira CS, fire retardant to DIN 4102/B1 Article no.: HEWI 802.34.V0430 | https://catalog.hewi.com/en/p/80234V0430 | https://catalog.hewi.com/storage/downloads/HEWI_802_34_V0430_en.pdf
802.50.001XA | HEWI Mounting plate | Mounting plate for the hinged support rail of Range 802 LifeSystem - serves to accommodate folding support handles 802.50... or cover 802.50.00260 - made of stainless steel, satin finish - 102 mm wide, 176 mm high, 13 mm deep - sealing tape for sealing the fixing points is included in the scope of supply Article no.: HEWI 802.50.001XA | https://catalog.hewi.com/en/p/80250001XA | https://catalog.hewi.com/storage/downloads/HEWI_802_50_001XA_en.pdf
802.50.00290 | HEWI Wall plate cover for mounting plate | Range 802 LifeSystem wall plate cover for hinged support rail - rectangular cover - serves to cover mounted wall panels - 122 mm wide, 203 mm high, 25 mm deep - made of high-quality polyamide in the HEWI colours 98 (signal white) and 92 (anthracite grey) Article no.: HEWI 802.50.00290 | https://catalog.hewi.com/en/p/8025000290 | https://catalog.hewi.com/storage/downloads/HEWI_802_50_00290_en.pdf
802.50.00390 | HEWI Mounting plate with cover | Mounting plate with a cover for the hinged support rail of Range 802 LifeSystem - rectangular wall plate with cover - serves to hold the support folding handles 802.50... - 122 mm wide, 203 mm high, 25 mm deep - Wall plate made of stainless steel, satin finish - cover made of high-quality polyamide in the HEWI colours 98 (signal white) and 92 (anthracite grey) - sealing tape for sealing the fixing points is included in the scope of supply Article no.: HEWI 802.50.00390 | https://catalog.hewi.com/en/p/8025000390 | https://catalog.hewi.com/storage/downloads/HEWI_802_50_00390_en.pdf
802.50.01160 | HEWI Upgrade kit toilet roll holder | Range 802 LifeSystem Upgrade kit toilet roll holder - for simple installation and for retrofitting on hinged support rail 802.50.. - mountable on hinged support rail from 700 mm length - can be combined with WC flushing mechanism 802.50.06.., walking aid holder 802.50.01260 or shelf 802.50.01360 - with roll brake - 22 mm wide, 78 mm high, 150 mm deep - made of aluminium, powder-coated in the HEWI colours ED (signal white, glossy) and FH (anthracite, glossy) Article no.: HEWI 802.50.01160 | https://catalog.hewi.com/en/p/8025001160 | https://catalog.hewi.com/storage/downloads/HEWI_802_50_01160_en.pdf
802.50.01260 | HEWI Upgrade kit walking aid holder | Walking aid holder for range 802 LifeSystem hinged support rail - for simple installation and for retrofitting on hinged support rail 802.50.. - mountable on hinged support rail from 700 mm length - can be combined with toilet roll holder 802.50.01160, WC flushing mechanism 802.50.06.. or floor support 802.50.02.. - 123 mm wide and 138 mm deep, material thickness 3 mm - inner diameter 90 mm, to accommodate two walking aids - made of stainless steel, powder-coated in the HEWI colours ED (signal white, glossy) and FH (anthracite, glossy) Article no.: HEWI 802.50.01260 | https://catalog.hewi.com/en/p/8025001260 | https://catalog.hewi.com/storage/downloads/HEWI_802_50_01260_en.pdf
802.50.01360 | HEWI Upgrade kit shelf | Shelf for range 802 LifeSystem hinged support rail - for simple installation and for retrofitting on hinged support rail 802.50.. - mountable on hinged support rail from length 700 mm - can be combined with toilet roll holder 802.50.01160, WC flushing mechanism 802.50.06.. or floor support 802.50.02.. - 140 mm wide and 122 mm deep, material thickness 3 mm - shelf 140 mm x 74 mm - made of stainless steel, powder-coated in the HEWI colours ED (signal white, glossy) and FH (anthracite, glossy) Article no.: HEWI 802.50.01360 | https://catalog.hewi.com/en/p/8025001360 | https://catalog.hewi.com/storage/downloads/HEWI_802_50_01360_en.pdf
802.50.021XA | HEWI Floor support | Floor support - vertical floor support for retrofitting on hinged support rails 802.50... - mountable on hinged support rail from 700 mm length - can be combined with walking aid holder 802.50.01260 or shelf 802.50.01360 - mounting height 760 mm (to fulfil the DIN 18040 requirements) - vertical length 710 mm - height adjustment within +/- 15 mm range possible - support made of high-quality stainless steel, matt satin surface finish - connection made of aluminium, powder-coated in the HEWI colours ED (signal white, glossy) and FH (anthracite, glossy) - produced in accordance with Regulation (EU) 2017/745 on medical devices Article no.: HEWI 802.50.021XA | https://catalog.hewi.com/en/p/80250021XA | https://catalog.hewi.com/storage/downloads/HEWI_802_50_021XA_en.pdf
802.50.022XA | HEWI Floor support | Floor support - vertical floor support for retrofitting on hinged support rails 802.50... - for use with upgrade kit WC flushing mechanism (radio) 802.50.06260 and 802.50.06360 - mountable on hinged support rail from 700 mm length - can be combined with walking aid holder 802.50.01260 or shelf 802.50.01360 - mounting height 760 mm (to fulfil the DIN 18040 height requirements) - vertical length 660 mm - height adjustment within +/- 15 mm range possible - support made of high-quality stainless steel, matt satin surface finish - connection made of aluminium, powder-coated in the HEWI colours ED (signal white, glossy) and FH (anthracite, glossy) - produced in accordance with Regulation (EU) 2017/745 on medical devices Article no.: HEWI 802.50.022XA | https://catalog.hewi.com/en/p/80250022XA | https://catalog.hewi.com/storage/downloads/HEWI_802_50_022XA_en.pdf
802.50.023XA | HEWI Floor support | Floor support - vertical floor support for retrofitting on hinged support rails 802.50... - mountable on hinged support rail from 700 mm length - can be combined with walking aid holder 802.50.01260 or shelf 802.50.01360 - mounting height 850 mm (to fulfil the ÖNORM B 1600 requirements) - vertical length 810 mm - height adjustment within +/- 15 mm range possible - support made of high-quality stainless steel, matt satin surface finish - connection made of aluminium, powder-coated in the HEWI colours ED (signal white, glossy) and FH (anthracite, glossy) - produced in accordance with Regulation (EU) 2017/745 on medical devices Article no.: HEWI 802.50.023XA | https://catalog.hewi.com/en/p/80250023XA | https://catalog.hewi.com/storage/downloads/HEWI_802_50_023XA_en.pdf
802.50.024XA | HEWI Floor support | Floor support - vertical floor support for retrofitting on hinged support rails 802.50... - for use with upgrade kit WC flushing mechanism (radio) 802.50.06260 and 802.50.06360 - mountable on hinged support rail from 700 mm length - can be combined with walking aid holder 802.50.01260 or shelf 802.50.01360 - mounting height 850 mm (to fulfil the ÖNORM B 1600 requirements) - vertical length 750 mm - height adjustment within +/- 15 mm range possible - support made of high-quality stainless steel, matt satin surface finish - connection made of aluminium, powder-coated in the HEWI colours ED (signal white, glossy) and FH (anthracite, glossy) - produced in accordance with Regulation (EU) 2017/745 on medical devices Article no.: HEWI 802.50.024XA | https://catalog.hewi.com/en/p/80250024XA | https://catalog.hewi.com/storage/downloads/HEWI_802_50_024XA_en.pdf
802.50.026XA | HEWI Floor support | Floor support - vertical floor support for retrofitting on hinged support rails 802.50... - mountable on hinged support rail from 700 mm length - can be combined with walking aid holder 802.50.01260 or shelf 802.50.01360 - for mounting height 680 mm - vertical length 630 mm - height adjustment within +/- 15 mm range possible - support made of high-quality stainless steel, matt satin surface finish - connection made of aluminium, powder-coated in the HEWI colours ED (signal white, glossy) and FH (anthracite, glossy) - produced in accordance with Regulation (EU) 2017/745 on medical devices Article no.: HEWI 802.50.026XA | https://catalog.hewi.com/en/p/80250026XA | https://catalog.hewi.com/storage/downloads/HEWI_802_50_026XA_en.pdf
802.50.027XA | HEWI Floor support | Floor support - vertical floor support for retrofitting on hinged support rails 802.50... - for use with upgrade kit WC flushing mechanism (radio) 802.50.06260 and 802.50.06360 - mountable on hinged support rail from 700 mm length - can be combined with walking aid holder 802.50.01260 or shelf 802.50.01360 - for mounting height 680 mm - vertical length 580 mm - height adjustment within +/- 15 mm range possible - support made of high-quality stainless steel, matt satin surface finish - connection made of aluminium, powder-coated in the HEWI colours ED (signal white, glossy) and FH (anthracite, glossy) - produced in accordance with Regulation (EU) 2017/745 on medical devices Article no.: HEWI 802.50.027XA | https://catalog.hewi.com/en/p/80250027XA | https://catalog.hewi.com/storage/downloads/HEWI_802_50_027XA_en.pdf
802.50.06260 | HEWI Upgrade kit WC flushing mechanism (radio-controlled) | Range 802 LifeSystem Radio-controlled WC flushing mechanism upgrade kit (left-hand version) - for easy installation and for retrofitting on hinged support rail 802.50... - mountable on hinged support rail from 700 mm length - can be combined with upgrade kit walking aid holder 802.50.01260, shelf 802.50.01360, toilet roll holder 802.50.01160 or floor support for upgrade kit WC flushing mechanism 802.50.02.. - can be combined with upgrade kit toilet roll holder 802.50.01160 - left-hand version - 25 mm wide, 53 mm high, 100 mm deep - transmission frequency 868.4 MHz - suitable for radio-controlled toilet flushing systems made by Geberit, Friatec, Mepa, Sanit, Viega, TECE and Grohe - made of aluminium, powder-coated in the HEWI colours SD (signal white, glossy) and DR (anthracite, glossy) - CE and UKCA marking according to EMC 2014/30/EU Article no.: HEWI 802.50.06260 | https://catalog.hewi.com/en/p/8025006260 | https://catalog.hewi.com/storage/downloads/HEWI_802_50_06260_en.pdf
802.50.06360 | HEWI Upgrade kit WC flushing mechanism (radio-controlled) | Range 802 LifeSystem Radio-controlled WC flushing mechanism upgrade kit (right-hand version) - for easy installation and for retrofitting on hinged support rail 802.50... - mountable on hinged support rail from 700 mm length - can be combined with upgrade kit walking aid holder 802.50.01260, shelf 802.50.01360, toilet roll holder 802.50.01160 or floor support for upgrade kit WC flushing mechanism 802.50.02.. - right-hand version - 25 mm wide, 53 mm high, 100 mm deep - transmission frequency 868.4 MHz - suitable for radio-controlled toilet flushing systems made by Geberit, Friatec, Mepa, Sanit, Viega, TECE and Grohe - made of aluminium, powder-coated in the HEWI colours SD (signal white, glossy) and DR (anthracite, glossy) - CE and UKCA marking according to EMC 2014/30/EU Article no.: HEWI 802.50.06360 | https://catalog.hewi.com/en/p/8025006360 | https://catalog.hewi.com/storage/downloads/HEWI_802_50_06360_en.pdf
802.50.40160 | HEWI Hinged support rail Basic | Range LifeSystem hinged support rail Basic - stable, single-arm folding support handle - Non-slip and ergonomic grip pad - for gripping, support and pulling oneself up - high-quality plastic surface and scratch-resistant powder coating - maximum product stiffness increases stability and gives the user a secure grip feeling - can be folded easily up and down due to spring-loaded hinges - low-maintenance, permanently smooth and easy moving joint, preset in the factory - a defined stop prevents the hinged support rail from hitting the wall - projection 600 mm, 120 mm wide, wall plate 202 mm high - Grip pad 58 mm wide - Aluminium cantilever arm, powder-coated in the HEWI colours signal white, glossy with plastic grip pad in SD (signal white, matt) and GU (anthracite, matt) or anthracite cantilever arm, glossy with grip pad in TB (signal white, matt) and DR (anthracite, matt), with high-gloss chrome-plated design elements - backrest 802.51.90..and height-adjustment mechanism 950.50.10260 can be retrofitted - weight capacity up to 100 kg - for mobile use - quick assembly by simply hooking the folding support handle onto a separately installed mounting plate made of stainless steel, satin finish - concealed, non-corrosive and tested HEWI fixing material for different wall systems (must be ordered separately) - sealing tape for sealing the fixing points is included in the scope of supply - produced in accordance with CE- and UKCA-Regulation (EU) 2017/745 on medical devices - fulfils the DIN 18040 requirements Article no.: HEWI 802.50.40160 | https://catalog.hewi.com/en/p/8025040160 | https://catalog.hewi.com/storage/downloads/HEWI_802_50_40160_en.pdf
802.50.40260 | HEWI Hinged support rail Basic | Range LifeSystem hinged support rail Basic - stable, single-arm folding support handle - Non-slip and ergonomic grip pad - for gripping, support and pulling oneself up - high-quality plastic surface and scratch-resistant powder coating - maximum product stiffness increases stability and gives the user a secure grip feeling - can be folded easily up and down due to spring-loaded hinges - low-maintenance, permanently smooth and easy moving joint, preset in the factory - a defined stop prevents the hinged support rail from hitting the wall - projection 700 mm, 120 mm wide, wall plate 202 mm high - Grip pad 58 mm wide - Aluminium cantilever arm, powder-coated in the HEWI colours signal white, glossy with plastic grip pad in SD (signal white, matt) and GU (anthracite, matt) or anthracite cantilever arm, glossy with grip pad in TB (signal white, matt) and DR (anthracite, matt), with high-gloss chrome-plated design elements - toilet roll holder 802.50.01160, WC flushing mechanism (radio controlled) 802.50.06.., walking aid holder 802.50.01260, shelf 802.50.01360, backrest 802.51.90..and height-adjustment mechanism 950.50.10260 can be retrofitted - weight capacity up to 100 kg - for mobile use - quick assembly by simply hooking the folding support handle onto a separately installed mounting plate made of stainless steel, satin finish - concealed, non-corrosive and tested HEWI fixing material for different wall systems (must be ordered separately) - sealing tape for sealing the fixing points is included in the scope of supply - produced in accordance with CE- and UKCA-Regulation (EU) 2017/745 on medical devices Article no.: HEWI 802.50.40260 | https://catalog.hewi.com/en/p/8025040260 | https://catalog.hewi.com/storage/downloads/HEWI_802_50_40260_en.pdf
802.50.40360 | HEWI Hinged support rail Basic | Range LifeSystem hinged support rail Basic - stable, single-arm folding support handle - Non-slip and ergonomic grip pad - for gripping, support and pulling oneself up - high-quality plastic surface and scratch-resistant powder coating - maximum product stiffness increases stability and gives the user a secure grip feeling - can be folded easily up and down due to spring-loaded hinges - low-maintenance, permanently smooth and easy moving joint, preset in the factory - a defined stop prevents the hinged support rail from hitting the wall - projection 750 mm, 120 mm wide, wall plate 202 mm high - Grip pad 58 mm wide - Aluminium cantilever arm, powder-coated in the HEWI colours signal white, glossy with plastic grip pad in SD (signal white, matt) and GU (anthracite, matt) or anthracite cantilever arm, glossy with grip pad in TB (signal white, matt) and DR (anthracite, matt), with high-gloss chrome-plated design elements - toilet roll holder 802.50.01160, WC flushing mechanism (radio controlled) 802.50.06.., walking aid holder 802.50.01260, shelf 802.50.01360, backrest 802.51.90..and height-adjustment mechanism 950.50.10260 can be retrofitted - weight capacity up to 100 kg - for mobile use - quick assembly by simply hooking the folding support handle onto a separately installed mounting plate made of stainless steel, satin finish - concealed, non-corrosive and tested HEWI fixing material for different wall systems (must be ordered separately) - sealing tape for sealing the fixing points is included in the scope of supply - produced in accordance with CE- and UKCA-Regulation (EU) 2017/745 on medical devices - fulfils the requirements applicable in Belgium (CWATUPE, WVG Vlaanderen) regarding the projection of the hinged support rail at the toilet Article no.: HEWI 802.50.40360 | https://catalog.hewi.com/en/p/8025040360 | https://catalog.hewi.com/storage/downloads/HEWI_802_50_40360_en.pdf
802.50.40460 | HEWI Hinged support rail Basic | Range LifeSystem hinged support rail Basic - stable, single-arm folding support handle - Non-slip and ergonomic grip pad - for gripping, support and pulling oneself up - high-quality plastic surface and scratch-resistant powder coating - maximum product stiffness increases stability and gives the user a secure grip feeling - can be folded easily up and down due to spring-loaded hinges - low-maintenance, permanently smooth and easy moving joint, preset in the factory - a defined stop prevents the hinged support rail from hitting the wall - projection 850 mm, 120 mm wide, wall plate 202 mm high - Grip pad 58 mm wide - Aluminium cantilever arm, powder-coated in the HEWI colours signal white, glossy with plastic grip pad in SD (signal white, matt) and GU (anthracite, matt) or anthracite cantilever arm, glossy with grip pad in TB (signal white, matt) and DR (anthracite, matt), with high-gloss chrome-plated design elements - toilet roll holder 802.50.01160, WC flushing mechanism (radio controlled) 802.50.06.., walking aid holder 802.50.01260, shelf 802.50.01360, backrest 802.51.90..and height-adjustment mechanism 950.50.10260 can be retrofitted - weight capacity up to 100 kg - for mobile use - quick assembly by simply hooking the folding support handle onto a separately installed mounting plate made of stainless steel, satin finish - concealed, non-corrosive and tested HEWI fixing material for different wall systems (must be ordered separately) - sealing tape for sealing the fixing points is included in the scope of supply - produced in accordance with CE- and UKCA-Regulation (EU) 2017/745 on medical devices - fulfils the DIN 18040, ÖNORM B1600/1601 and SIA 500 requirements Article no.: HEWI 802.50.40460 | https://catalog.hewi.com/en/p/8025040460 | https://catalog.hewi.com/storage/downloads/HEWI_802_50_40460_en.pdf
802.50.40560 | HEWI Hinged support rail Basic | Range LifeSystem hinged support rail Basic - stable, single-arm folding support handle - Non-slip and ergonomic grip pad - for gripping, support and pulling oneself up - high-quality plastic surface and scratch-resistant powder coating - maximum product stiffness increases stability and gives the user a secure grip feeling - can be folded easily up and down due to spring-loaded hinges - low-maintenance, permanently smooth and easy moving joint, preset in the factory - a defined stop prevents the hinged support rail from hitting the wall - projection 900 mm, 120 mm wide, wall plate 202 mm high - Grip pad 58 mm wide - Aluminium cantilever arm, powder-coated in the HEWI colours signal white, glossy with plastic grip pad in SD (signal white, matt) and GU (anthracite, matt) or anthracite cantilever arm, glossy with grip pad in TB (signal white, matt) and DR (anthracite, matt), with high-gloss chrome-plated design elements - toilet roll holder 802.50.01160, WC flushing mechanism (radio controlled) 802.50.06.., walking aid holder 802.50.01260, shelf 802.50.01360, backrest 802.51.90..and height-adjustment mechanism 950.50.10260 can be retrofitted - weight capacity up to 100 kg - for mobile use - quick assembly by simply hooking the folding support handle onto a separately installed mounting plate made of stainless steel, satin finish - concealed, non-corrosive and tested HEWI fixing material for different wall systems (must be ordered separately) - sealing tape for sealing the fixing points is included in the scope of supply - produced in accordance with CE- and UKCA-Regulation (EU) 2017/745 on medical devices - fulfils the ÖNORM B1600/1601 requirements Article no.: HEWI 802.50.40560 | https://catalog.hewi.com/en/p/8025040560 | https://catalog.hewi.com/storage/downloads/HEWI_802_50_40560_en.pdf
802.50.40660 | HEWI Hinged support rail Basic with height adjustment | Folding support handle Basic with height adjustment of the LifeSystem series - stable, single-arm folding support handle - Non-slip and ergonomic grip pad - for gripping, support and pulling oneself up - high-quality plastic surface and scratch-resistant powder coating - maximum product stiffness increases stability and gives the user a secure grip feeling - with height adjustment, in order to be able to adapt the required support height to the user - Adjustment downwards, pull out locking bolt, adjustment upwards possible without pulling out the locking bolt - Adjustment range 200 mm - can be folded easily up and down due to spring-loaded hinges - low-maintenance, permanently smooth and easy moving joint, preset in the factory - a defined stop prevents the hinged support rail from hitting the wall - projection 630 mm, 153 mm wide, wall rail 530 mm high - Grip pad 58 mm wide - Aluminium cantilever arm, powder-coated in the HEWI colours signal white, glossy with plastic grip pad in SD (signal white, matt) and GU (anthracite, matt) or anthracite cantilever arm, glossy with grip pad in TB (signal white, matt) and DR (anthracite, matt), with high-gloss chrome-plated design elements - Height adjustment made of aluminium powder-coated in HEWI colour DX (signal white, matt) - weight capacity up to 100 kg - simple assembly due to separate installation of the height-adjustable plate - concealed, non-corrosive and tested HEWI fixing material for different wall systems (must be ordered separately) - sealing tape for sealing the fixing points is included in the scope of supply - produced in accordance with Regulation (EU) 2017/745 on medical devices Article no.: HEWI 802.50.40660 | https://catalog.hewi.com/en/p/8025040660 | https://catalog.hewi.com/storage/downloads/HEWI_802_50_40660_en.pdf
802.50.40760 | HEWI Hinged support rail Basic with height adjustment | Folding support handle Basic with height adjustment of the LifeSystem series - stable, single-arm folding support handle - Non-slip and ergonomic grip pad - for gripping, support and pulling oneself up - high-quality plastic surface and scratch-resistant powder coating - maximum product stiffness increases stability and gives the user a secure grip feeling - with height adjustment, in order to be able to adapt the required support height to the user - Adjustment downwards, pull out locking bolt, adjustment upwards possible without pulling out the locking bolt - Adjustment range 200 mm - can be folded easily up and down due to spring-loaded hinges - low-maintenance, permanently smooth and easy moving joint, preset in the factory - a defined stop prevents the hinged support rail from hitting the wall - projection 730 mm, 153 mm wide, wall rail 530 mm high - Grip pad 58 mm wide - Aluminium cantilever arm, powder-coated in the HEWI colours signal white, glossy with plastic grip pad in SD (signal white, matt) and GU (anthracite, matt) or anthracite cantilever arm, glossy with grip pad in TB (signal white, matt) and DR (anthracite, matt), with high-gloss chrome-plated design elements - Height adjustment made of aluminium powder-coated in HEWI colour DX (signal white, matt) - toilet roll holder 802.50.01160, WC flushing mechanism (radio controlled) 802.50.06.. and shelf 802.50.01360 can be retrofitted - weight capacity up to 100 kg - simple assembly due to separate installation of the height-adjustable plate - concealed, non-corrosive and tested HEWI fixing material for different wall systems (must be ordered separately) - sealing tape for sealing the fixing points is included in the scope of supply - produced in accordance with Regulation (EU) 2017/745 on medical devices Article no.: HEWI 802.50.40760 | https://catalog.hewi.com/en/p/8025040760 | https://catalog.hewi.com/storage/downloads/HEWI_802_50_40760_en.pdf
802.50.40860 | HEWI Hinged support rail Basic with height adjustment | Folding support handle Basic with height adjustment of the LifeSystem series - stable, single-arm folding support handle - Non-slip and ergonomic grip pad - for gripping, support and pulling oneself up - high-quality plastic surface and scratch-resistant powder coating - maximum product stiffness increases stability and gives the user a secure grip feeling - with height adjustment, in order to be able to adapt the required support height to the user - Adjustment downwards, pull out locking bolt, adjustment upwards possible without pulling out the locking bolt - Adjustment range 200 mm - can be folded easily up and down due to spring-loaded hinges - low-maintenance, permanently smooth and easy moving joint, preset in the factory - a defined stop prevents the hinged support rail from hitting the wall - projection 780 mm, 153 mm wide, wall rail 530 mm high - Grip pad 58 mm wide - Aluminium cantilever arm, powder-coated in the HEWI colours signal white, glossy with plastic grip pad in SD (signal white, matt) and GU (anthracite, matt) or anthracite cantilever arm, glossy with grip pad in TB (signal white, matt) and DR (anthracite, matt), with high-gloss chrome-plated design elements - Height adjustment made of aluminium powder-coated in HEWI colour DX (signal white, matt) - toilet roll holder 802.50.01160, WC flushing mechanism (radio controlled) 802.50.06.. and shelf 802.50.01360 can be retrofitted - weight capacity up to 100 kg - simple assembly due to separate installation of the height-adjustable plate - concealed, non-corrosive and tested HEWI fixing material for different wall systems (must be ordered separately) - sealing tape for sealing the fixing points is included in the scope of supply - produced in accordance with Regulation (EU) 2017/745 on medical devices Article no.: HEWI 802.50.40860 | https://catalog.hewi.com/en/p/8025040860 | https://catalog.hewi.com/storage/downloads/HEWI_802_50_40860_en.pdf
802.50.40960 | HEWI Hinged support rail Basic with height adjustment | Folding support handle Basic with height adjustment of the LifeSystem series - stable, single-arm folding support handle - Non-slip and ergonomic grip pad - for gripping, support and pulling oneself up - high-quality plastic surface and scratch-resistant powder coating - maximum product stiffness increases stability and gives the user a secure grip feeling - with height adjustment, in order to be able to adapt the required support height to the user - Adjustment downwards, pull out locking bolt, adjustment upwards possible without pulling out the locking bolt - Adjustment range 200 mm - can be folded easily up and down due to spring-loaded hinges - low-maintenance, permanently smooth and easy moving joint, preset in the factory - a defined stop prevents the hinged support rail from hitting the wall - projection 880 mm, 153 mm wide, wall rail 530 mm high - Grip pad 58 mm wide - Aluminium cantilever arm, powder-coated in the HEWI colours signal white, glossy with plastic grip pad in SD (signal white, matt) and GU (anthracite, matt) or anthracite cantilever arm, glossy with grip pad in TB (signal white, matt) and DR (anthracite, matt), with high-gloss chrome-plated design elements - Height adjustment made of aluminium powder-coated in HEWI colour DX (signal white, matt) - toilet roll holder 802.50.01160, WC flushing mechanism (radio controlled) 802.50.06.. and shelf 802.50.01360 can be retrofitted - weight capacity up to 100 kg - simple assembly due to separate installation of the height-adjustable plate - concealed, non-corrosive and tested HEWI fixing material for different wall systems (must be ordered separately) - sealing tape for sealing the fixing points is included in the scope of supply - produced in accordance with Regulation (EU) 2017/745 on medical devices Article no.: HEWI 802.50.40960 | https://catalog.hewi.com/en/p/8025040960 | https://catalog.hewi.com/storage/downloads/HEWI_802_50_40960_en.pdf
802.50.41060 | HEWI Hinged support rail Basic with height adjustment | Folding support handle Basic with height adjustment of the LifeSystem series - stable, single-arm folding support handle - Non-slip and ergonomic grip pad - for gripping, support and pulling oneself up - high-quality plastic surface and scratch-resistant powder coating - maximum product stiffness increases stability and gives the user a secure grip feeling - with height adjustment, in order to be able to adapt the required support height to the user - Adjustment downwards, pull out locking bolt, adjustment upwards possible without pulling out the locking bolt - Adjustment range 200 mm - can be folded easily up and down due to spring-loaded hinges - low-maintenance, permanently smooth and easy moving joint, preset in the factory - a defined stop prevents the hinged support rail from hitting the wall - projection 930 mm, 153 mm wide, wall rail 530 mm high - Grip pad 58 mm wide - Aluminium cantilever arm, powder-coated in the HEWI colours signal white, glossy with plastic grip pad in SD (signal white, matt) and GU (anthracite, matt) or anthracite cantilever arm, glossy with grip pad in TB (signal white, matt) and DR (anthracite, matt), with high-gloss chrome-plated design elements - Height adjustment made of aluminium powder-coated in HEWI colour DX (signal white, matt) - toilet roll holder 802.50.01160, WC flushing mechanism (radio controlled) 802.50.06.. and shelf 802.50.01360 can be retrofitted - weight capacity up to 100 kg - simple assembly due to separate installation of the height-adjustable plate - concealed, non-corrosive and tested HEWI fixing material for different wall systems (must be ordered separately) - sealing tape for sealing the fixing points is included in the scope of supply - produced in accordance with Regulation (EU) 2017/745 on medical devices Article no.: HEWI 802.50.41060 | https://catalog.hewi.com/en/p/8025041060 | https://catalog.hewi.com/storage/downloads/HEWI_802_50_41060_en.pdf
802.50.41160 | HEWI Hinged support rail Premium | Range LifeSystem hinged support rail Premium - stable, single-arm folding support handle - Non-slip, ergonomic grip pad with perfectly matched raised grip - for gripping, support and pulling oneself up - high-quality plastic surface and scratch-resistant powder coating - maximum product stiffness increases stability and gives the user a secure grip feeling - can be folded easily up and down due to spring-loaded hinges - low-maintenance, permanently smooth and easy moving joint, preset in the factory - a defined stop prevents the hinged support rail from hitting the wall - projection 600 mm, 120 mm wide, wall plate 202 mm high - grip pad 58 mm wide, grip end piece 84 mm wide - Aluminium cantilever arm, powder-coated in the HEWI colours signal white, glossy with plastic grip pad in SD (signal white, matt) and GU (anthracite, matt) or anthracite cantilever arm, glossy with grip pad in TB (signal white, matt) and DR (anthracite, matt), with high-gloss chrome-plated design elements - backrest 802.51.90..and height-adjustment mechanism 950.50.10260 can be retrofitted - weight capacity up to 100 kg - for mobile use - quick assembly by simply hooking the folding support handle onto a separately installed mounting plate made of stainless steel, satin finish - concealed, non-corrosive and tested HEWI fixing material for different wall systems (must be ordered separately) - sealing tape for sealing the fixing points is included in the scope of supply - produced in accordance with CE- and UKCA-Regulation (EU) 2017/745 on medical devices - fulfils the DIN 18040 requirements Article no.: HEWI 802.50.41160 | https://catalog.hewi.com/en/p/8025041160 | https://catalog.hewi.com/storage/downloads/HEWI_802_50_41160_en.pdf
802.50.41260 | HEWI Hinged support rail Premium | Range LifeSystem hinged support rail Premium - stable, single-arm folding support handle - Non-slip, ergonomic grip pad with perfectly matched raised grip - for gripping, support and pulling oneself up - high-quality plastic surface and scratch-resistant powder coating - maximum product stiffness increases stability and gives the user a secure grip feeling - can be folded easily up and down due to spring-loaded hinges - low-maintenance, permanently smooth and easy moving joint, preset in the factory - a defined stop prevents the hinged support rail from hitting the wall - projection 700 mm, 120 mm wide, wall plate 202 mm high - grip pad 58 mm wide, grip end piece 84 mm wide - Aluminium cantilever arm, powder-coated in the HEWI colours signal white, glossy with plastic grip pad in SD (signal white, matt) and GU (anthracite, matt) or anthracite cantilever arm, glossy with grip pad in TB (signal white, matt) and DR (anthracite, matt), with high-gloss chrome-plated design elements - toilet roll holder 802.50.01160, WC flushing mechanism (radio controlled) 802.50.06.., walking aid holder 802.50.01260, shelf 802.50.01360, backrest 802.51.90..and height-adjustment mechanism 950.50.10260 can be retrofitted - weight capacity up to 100 kg - for mobile use - quick assembly by simply hooking the folding support handle onto a separately installed mounting plate made of stainless steel, satin finish - concealed, non-corrosive and tested HEWI fixing material for different wall systems (must be ordered separately) - sealing tape for sealing the fixing points is included in the scope of supply - produced in accordance with CE- and UKCA-Regulation (EU) 2017/745 on medical devices Article no.: HEWI 802.50.41260 | https://catalog.hewi.com/en/p/8025041260 | https://catalog.hewi.com/storage/downloads/HEWI_802_50_41260_en.pdf
802.50.41360 | HEWI Hinged support rail Premium | Range LifeSystem hinged support rail Premium - stable, single-arm folding support handle - Non-slip, ergonomic grip pad with perfectly matched raised grip - for gripping, support and pulling oneself up - high-quality plastic surface and scratch-resistant powder coating - maximum product stiffness increases stability and gives the user a secure grip feeling - can be folded easily up and down due to spring-loaded hinges - low-maintenance, permanently smooth and easy moving joint, preset in the factory - a defined stop prevents the hinged support rail from hitting the wall - projection 750 mm, 120 mm wide, wall plate 202 mm high - grip pad 58 mm wide, grip end piece 84 mm wide - Aluminium cantilever arm, powder-coated in the HEWI colours signal white, glossy with plastic grip pad in SD (signal white, matt) and GU (anthracite, matt) or anthracite cantilever arm, glossy with grip pad in TB (signal white, matt) and DR (anthracite, matt), with high-gloss chrome-plated design elements - toilet roll holder 802.50.01160, WC flushing mechanism (radio controlled) 802.50.06.., walking aid holder 802.50.01260, shelf 802.50.01360, backrest 802.51.90..and height-adjustment mechanism 950.50.10260 can be retrofitted - weight capacity up to 100 kg - for mobile use - quick assembly by simply hooking the folding support handle onto a separately installed mounting plate made of stainless steel, satin finish - concealed, non-corrosive and tested HEWI fixing material for different wall systems (must be ordered separately) - sealing tape for sealing the fixing points is included in the scope of supply - produced in accordance with CE- and UKCA-Regulation (EU) 2017/745 on medical devices - fulfils the requirements applicable in Belgium (CWATUPE, WVG Vlaanderen) regarding the projection of the hinged support rail at the toilet Article no.: HEWI 802.50.41360 | https://catalog.hewi.com/en/p/8025041360 | https://catalog.hewi.com/storage/downloads/HEWI_802_50_41360_en.pdf
802.50.41460 | HEWI Hinged support rail Premium | Range LifeSystem hinged support rail Premium - stable, single-arm folding support handle - Non-slip, ergonomic grip pad with perfectly matched raised grip - for gripping, support and pulling oneself up - high-quality plastic surface and scratch-resistant powder coating - maximum product stiffness increases stability and gives the user a secure grip feeling - can be folded easily up and down due to spring-loaded hinges - low-maintenance, permanently smooth and easy moving joint, preset in the factory - a defined stop prevents the hinged support rail from hitting the wall - projection 850 mm, 120 mm wide, wall plate 202 mm high - grip pad 58 mm wide, grip end piece 84 mm wide - Aluminium cantilever arm, powder-coated in the HEWI colours signal white, glossy with plastic grip pad in SD (signal white, matt) and GU (anthracite, matt) or anthracite cantilever arm, glossy with grip pad in TB (signal white, matt) and DR (anthracite, matt), with high-gloss chrome-plated design elements - toilet roll holder 802.50.01160, WC flushing mechanism (radio controlled) 802.50.06.., walking aid holder 802.50.01260, shelf 802.50.01360, backrest 802.51.90..and height-adjustment mechanism 950.50.10260 can be retrofitted - weight capacity up to 100 kg - for mobile use - quick assembly by simply hooking the folding support handle onto a separately installed mounting plate made of stainless steel, satin finish - concealed, non-corrosive and tested HEWI fixing material for different wall systems (must be ordered separately) - sealing tape for sealing the fixing points is included in the scope of supply - produced in accordance with CE- and UKCA-Regulation (EU) 2017/745 on medical devices - fulfils the DIN 18040, ÖNORM B1600/1601 and SIA 500 requirements Article no.: HEWI 802.50.41460 | https://catalog.hewi.com/en/p/8025041460 | https://catalog.hewi.com/storage/downloads/HEWI_802_50_41460_en.pdf
802.50.41560 | HEWI Hinged support rail Premium | Range LifeSystem hinged support rail Premium - stable, single-arm folding support handle - Non-slip, ergonomic grip pad with perfectly matched raised grip - for gripping, support and pulling oneself up - high-quality plastic surface and scratch-resistant powder coating - maximum product stiffness increases stability and gives the user a secure grip feeling - can be folded easily up and down due to spring-loaded hinges - low-maintenance, permanently smooth and easy moving joint, preset in the factory - a defined stop prevents the hinged support rail from hitting the wall - projection 900 mm, 120 mm wide, wall plate 202 mm high - grip pad 58 mm wide, grip end piece 84 mm wide - Aluminium cantilever arm, powder-coated in the HEWI colours signal white, glossy with plastic grip pad in SD (signal white, matt) and GU (anthracite, matt) or anthracite cantilever arm, glossy with grip pad in TB (signal white, matt) and DR (anthracite, matt), with high-gloss chrome-plated design elements - toilet roll holder 802.50.01160, WC flushing mechanism (radio controlled) 802.50.06.., walking aid holder 802.50.01260, shelf 802.50.01360, backrest 802.51.90..and height-adjustment mechanism 950.50.10260 can be retrofitted - weight capacity up to 100 kg - for mobile use - quick assembly by simply hooking the folding support handle onto a separately installed mounting plate made of stainless steel, satin finish - concealed, non-corrosive and tested HEWI fixing material for different wall systems (must be ordered separately) - sealing tape for sealing the fixing points is included in the scope of supply - produced in accordance with CE- and UKCA-Regulation (EU) 2017/745 on medical devices - fulfils the ÖNORM B1600/1601 requirements Article no.: HEWI 802.50.41560 | https://catalog.hewi.com/en/p/8025041560 | https://catalog.hewi.com/storage/downloads/HEWI_802_50_41560_en.pdf
802.50.41660 | HEWI Hinged support rail Premium with height adjustment | Folding support handle Premium with height adjustment of the LifeSystem series - stable, single-arm folding support handle - Non-slip, ergonomic grip pad with perfectly matched raised grip - for gripping, support and pulling oneself up - high-quality plastic surface and scratch-resistant powder coating - maximum product stiffness increases stability and gives the user a secure grip feeling - with height adjustment, in order to be able to adapt the required support height to the user - Adjustment downwards, pull out locking bolt, adjustment upwards possible without pulling out the locking bolt - Adjustment range 200 mm - can be folded easily up and down due to spring-loaded hinges - low-maintenance, permanently smooth and easy moving joint, preset in the factory - a defined stop prevents the hinged support rail from hitting the wall - projection 630 mm, 153 mm wide, wall rail 530 mm high - grip pad 58 mm wide, grip end piece 84 mm wide - Aluminium cantilever arm, powder-coated in the HEWI colours signal white, glossy with plastic grip pad in SD (signal white, matt) and GU (anthracite, matt) or anthracite cantilever arm, glossy with grip pad in TB (signal white, matt) and DR (anthracite, matt), with high-gloss chrome-plated design elements - Height adjustment made of aluminium powder-coated in HEWI colour DX (signal white, matt) - weight capacity up to 100 kg - simple assembly due to separate installation of the height-adjustable plate - concealed, non-corrosive and tested HEWI fixing material for different wall systems (must be ordered separately) - sealing tape for sealing the fixing points is included in the scope of supply - produced in accordance with Regulation (EU) 2017/745 on medical devices Article no.: HEWI 802.50.41660 | https://catalog.hewi.com/en/p/8025041660 | https://catalog.hewi.com/storage/downloads/HEWI_802_50_41660_en.pdf
802.50.41760 | HEWI Hinged support rail Premium with height adjustment | Folding support handle Premium with height adjustment of the LifeSystem series - stable, single-arm folding support handle - Non-slip, ergonomic grip pad with perfectly matched raised grip - for gripping, support and pulling oneself up - high-quality plastic surface and scratch-resistant powder coating - maximum product stiffness increases stability and gives the user a secure grip feeling - with height adjustment, in order to be able to adapt the required support height to the user - Adjustment downwards, pull out locking bolt, adjustment upwards possible without pulling out the locking bolt - Adjustment range 200 mm - can be folded easily up and down due to spring-loaded hinges - low-maintenance, permanently smooth and easy moving joint, preset in the factory - a defined stop prevents the hinged support rail from hitting the wall - projection 730 mm, 153 mm wide, wall rail 530 mm high - grip pad 58 mm wide, grip end piece 84 mm wide - Aluminium cantilever arm, powder-coated in the HEWI colours signal white, glossy with plastic grip pad in SD (signal white, matt) and GU (anthracite, matt) or anthracite cantilever arm, glossy with grip pad in TB (signal white, matt) and DR (anthracite, matt), with high-gloss chrome-plated design elements - Height adjustment made of aluminium powder-coated in HEWI colour DX (signal white, matt) - toilet roll holder 802.50.01160, WC flushing mechanism (radio controlled) 802.50.06.. and shelf 802.50.01360 can be retrofitted - weight capacity up to 100 kg - simple assembly due to separate installation of the height-adjustable plate - concealed, non-corrosive and tested HEWI fixing material for different wall systems (must be ordered separately) - sealing tape for sealing the fixing points is included in the scope of supply - produced in accordance with Regulation (EU) 2017/745 on medical devices Article no.: HEWI 802.50.41760 | https://catalog.hewi.com/en/p/8025041760 | https://catalog.hewi.com/storage/downloads/HEWI_802_50_41760_en.pdf
802.50.41860 | HEWI Hinged support rail Premium with height adjustment | Folding support handle Premium with height adjustment of the LifeSystem series - stable, single-arm folding support handle - Non-slip, ergonomic grip pad with perfectly matched raised grip - for gripping, support and pulling oneself up - high-quality plastic surface and scratch-resistant powder coating - maximum product stiffness increases stability and gives the user a secure grip feeling - with height adjustment, in order to be able to adapt the required support height to the user - Adjustment downwards, pull out locking bolt, adjustment upwards possible without pulling out the locking bolt - Adjustment range 200 mm - can be folded easily up and down due to spring-loaded hinges - low-maintenance, permanently smooth and easy moving joint, preset in the factory - a defined stop prevents the hinged support rail from hitting the wall - projection 780 mm, 153 mm wide, wall rail 530 mm high - grip pad 58 mm wide, grip end piece 84 mm wide - Aluminium cantilever arm, powder-coated in the HEWI colours signal white, glossy with plastic grip pad in SD (signal white, matt) and GU (anthracite, matt) or anthracite cantilever arm, glossy with grip pad in TB (signal white, matt) and DR (anthracite, matt), with high-gloss chrome-plated design elements - Height adjustment made of aluminium powder-coated in HEWI colour DX (signal white, matt) - toilet roll holder 802.50.01160, WC flushing mechanism (radio controlled) 802.50.06.. and shelf 802.50.01360 can be retrofitted - weight capacity up to 100 kg - simple assembly due to separate installation of the height-adjustable plate - concealed, non-corrosive and tested HEWI fixing material for different wall systems (must be ordered separately) - sealing tape for sealing the fixing points is included in the scope of supply - produced in accordance with Regulation (EU) 2017/745 on medical devices Article no.: HEWI 802.50.41860 | https://catalog.hewi.com/en/p/8025041860 | https://catalog.hewi.com/storage/downloads/HEWI_802_50_41860_en.pdf
802.50.41960 | HEWI Hinged support rail Premium with height adjustment | Folding support handle Premium with height adjustment of the LifeSystem series - stable, single-arm folding support handle - Non-slip, ergonomic grip pad with perfectly matched raised grip - for gripping, support and pulling oneself up - high-quality plastic surface and scratch-resistant powder coating - maximum product stiffness increases stability and gives the user a secure grip feeling - with height adjustment, in order to be able to adapt the required support height to the user - Adjustment downwards, pull out locking bolt, adjustment upwards possible without pulling out the locking bolt - Adjustment range 200 mm - can be folded easily up and down due to spring-loaded hinges - low-maintenance, permanently smooth and easy moving joint, preset in the factory - a defined stop prevents the hinged support rail from hitting the wall - projection 880 mm, 153 mm wide, wall rail 530 mm high - grip pad 58 mm wide, grip end piece 84 mm wide - Aluminium cantilever arm, powder-coated in the HEWI colours signal white, glossy with plastic grip pad in SD (signal white, matt) and GU (anthracite, matt) or anthracite cantilever arm, glossy with grip pad in TB (signal white, matt) and DR (anthracite, matt), with high-gloss chrome-plated design elements - Height adjustment made of aluminium powder-coated in HEWI colour DX (signal white, matt) - toilet roll holder 802.50.01160, WC flushing mechanism (radio controlled) 802.50.06.. and shelf 802.50.01360 can be retrofitted - weight capacity up to 100 kg - simple assembly due to separate installation of the height-adjustable plate - concealed, non-corrosive and tested HEWI fixing material for different wall systems (must be ordered separately) - sealing tape for sealing the fixing points is included in the scope of supply - produced in accordance with Regulation (EU) 2017/745 on medical devices Article no.: HEWI 802.50.41960 | https://catalog.hewi.com/en/p/8025041960 | https://catalog.hewi.com/storage/downloads/HEWI_802_50_41960_en.pdf
802.50.42060 | HEWI Hinged support rail Premium with height adjustment | Folding support handle Premium with height adjustment of the LifeSystem series - stable, single-arm folding support handle - Non-slip, ergonomic grip pad with perfectly matched raised grip - for gripping, support and pulling oneself up - high-quality plastic surface and scratch-resistant powder coating - maximum product stiffness increases stability and gives the user a secure grip feeling - with height adjustment, in order to be able to adapt the required support height to the user - Adjustment downwards, pull out locking bolt, adjustment upwards possible without pulling out the locking bolt - Adjustment range 200 mm - can be folded easily up and down due to spring-loaded hinges - low-maintenance, permanently smooth and easy moving joint, preset in the factory - a defined stop prevents the hinged support rail from hitting the wall - projection 930 mm, 153 mm wide, wall rail 530 mm high - grip pad 58 mm wide, grip end piece 84 mm wide - Aluminium cantilever arm, powder-coated in the HEWI colours signal white, glossy with plastic grip pad in SD (signal white, matt) and GU (anthracite, matt) or anthracite cantilever arm, glossy with grip pad in TB (signal white, matt) and DR (anthracite, matt), with high-gloss chrome-plated design elements - Height adjustment made of aluminium powder-coated in HEWI colour DX (signal white, matt) - toilet roll holder 802.50.01160, WC flushing mechanism (radio controlled) 802.50.06.. and shelf 802.50.01360 can be retrofitted - weight capacity up to 100 kg - simple assembly due to separate installation of the height-adjustable plate - concealed, non-corrosive and tested HEWI fixing material for different wall systems (must be ordered separately) - sealing tape for sealing the fixing points is included in the scope of supply - produced in accordance with Regulation (EU) 2017/745 on medical devices Article no.: HEWI 802.50.42060 | https://catalog.hewi.com/en/p/8025042060 | https://catalog.hewi.com/storage/downloads/HEWI_802_50_42060_en.pdf
802.50.42160 | HEWI Hinged support rail Basic | Folding support rail Basic with WC flush actuation E version left of the LifeSystem series - stable, single-arm folding support handle - Non-slip and ergonomic grip pad - for gripping, support and pulling oneself up - high-quality plastic surface and scratch-resistant powder coating - maximum product stiffness increases stability and gives the user a secure grip feeling - with flushing mechanism (model E) - left-hand version (seen from user's view) - blue button (wave symbol) used to trigger the toilet flushing mechanism (convex, tactile pressure point) - cable with bare wire ends for wall connection - including white cover for flush-mounted box - control voltage max. 30 V = SELV, PELV, switching current up to max. 2 A - suitable for all standard concealed cisterns with electrical control - can be folded easily up and down due to spring-loaded hinges - low-maintenance, permanently smooth and easy moving joint, preset in the factory - a defined stop prevents the hinged support rail from hitting the wall - projection 700 mm, 120 mm wide, wall plate 202 mm high - Grip pad 58 mm wide - Aluminium cantilever arm, powder-coated in the HEWI colours signal white, glossy with plastic grip pad in SD (signal white, matt) and GU (anthracite, matt) or anthracite cantilever arm, glossy with grip pad in TB (signal white, matt) and DR (anthracite, matt), with high-gloss chrome-plated design elements - toilet roll holder 802.50.01160 and backrest 802.51.90.. can be retrofitted - weight capacity up to 100 kg - easy mounting by separate installation of the mounting plate made of stainless steel, satin finish - concealed, non-corrosive and tested HEWI fixing material for different wall systems (must be ordered separately) - sealing tape for sealing the fixing points is included in the scope of supply - produced in accordance with CE- and UKCA-Regulation (EU) 2017/745 on medical devices Article no.: HEWI 802.50.42160 | https://catalog.hewi.com/en/p/8025042160 | https://catalog.hewi.com/storage/downloads/HEWI_802_50_42160_en.pdf
802.50.42260 | HEWI Hinged support rail Basic | Folding support rail Basic with WC flush actuation E version left of the LifeSystem series - stable, single-arm folding support handle - Non-slip and ergonomic grip pad - for gripping, support and pulling oneself up - high-quality plastic surface and scratch-resistant powder coating - maximum product stiffness increases stability and gives the user a secure grip feeling - with flushing mechanism (model E) - left-hand version (seen from user's view) - blue button (wave symbol) used to trigger the toilet flushing mechanism (convex, tactile pressure point) - cable with bare wire ends for wall connection - including white cover for flush-mounted box - control voltage max. 30 V = SELV, PELV, switching current up to max. 2 A - suitable for all standard concealed cisterns with electrical control - can be folded easily up and down due to spring-loaded hinges - low-maintenance, permanently smooth and easy moving joint, preset in the factory - a defined stop prevents the hinged support rail from hitting the wall - projection 750 mm, 120 mm wide, wall plate 202 mm high - Grip pad 58 mm wide - Aluminium cantilever arm, powder-coated in the HEWI colours signal white, glossy with plastic grip pad in SD (signal white, matt) and GU (anthracite, matt) or anthracite cantilever arm, glossy with grip pad in TB (signal white, matt) and DR (anthracite, matt), with high-gloss chrome-plated design elements - toilet roll holder 802.50.01160 and backrest 802.51.90.. can be retrofitted - weight capacity up to 100 kg - easy mounting by separate installation of the mounting plate made of stainless steel, satin finish - concealed, non-corrosive and tested HEWI fixing material for different wall systems (must be ordered separately) - sealing tape for sealing the fixing points is included in the scope of supply - produced in accordance with CE- and UKCA-Regulation (EU) 2017/745 on medical devices - fulfils the requirements applicable in Belgium (CWATUPE, WVG Vlaanderen) regarding the projection of the hinged support rail at the toilet Article no.: HEWI 802.50.42260 | https://catalog.hewi.com/en/p/8025042260 | https://catalog.hewi.com/storage/downloads/HEWI_802_50_42260_en.pdf
802.50.42360 | HEWI Hinged support rail Basic | Folding support rail Basic with WC flush actuation E version left of the LifeSystem series - stable, single-arm folding support handle - Non-slip and ergonomic grip pad - for gripping, support and pulling oneself up - high-quality plastic surface and scratch-resistant powder coating - maximum product stiffness increases stability and gives the user a secure grip feeling - with flushing mechanism (model E) - left-hand version (seen from user's view) - blue button (wave symbol) used to trigger the toilet flushing mechanism (convex, tactile pressure point) - cable with bare wire ends for wall connection - including white cover for flush-mounted box - control voltage max. 30 V = SELV, PELV, switching current up to max. 2 A - suitable for all standard concealed cisterns with electrical control - can be folded easily up and down due to spring-loaded hinges - low-maintenance, permanently smooth and easy moving joint, preset in the factory - a defined stop prevents the hinged support rail from hitting the wall - projection 850 mm, 120 mm wide, wall plate 202 mm high - Grip pad 58 mm wide - Aluminium cantilever arm, powder-coated in the HEWI colours signal white, glossy with plastic grip pad in SD (signal white, matt) and GU (anthracite, matt) or anthracite cantilever arm, glossy with grip pad in TB (signal white, matt) and DR (anthracite, matt), with high-gloss chrome-plated design elements - toilet roll holder 802.50.01160 and backrest 802.51.90.. can be retrofitted - weight capacity up to 100 kg - easy mounting by separate installation of the mounting plate made of stainless steel, satin finish - concealed, non-corrosive and tested HEWI fixing material for different wall systems (must be ordered separately) - sealing tape for sealing the fixing points is included in the scope of supply - produced in accordance with CE- and UKCA-Regulation (EU) 2017/745 on medical devices - fulfils the DIN 18040, ÖNORM B1600/1601 and SIA 500 requirements Article no.: HEWI 802.50.42360 | https://catalog.hewi.com/en/p/8025042360 | https://catalog.hewi.com/storage/downloads/HEWI_802_50_42360_en.pdf
802.50.42460 | HEWI Hinged support rail Basic | Folding support rail Basic with WC flush actuation E version left of the LifeSystem series - stable, single-arm folding support handle - Non-slip and ergonomic grip pad - for gripping, support and pulling oneself up - high-quality plastic surface and scratch-resistant powder coating - maximum product stiffness increases stability and gives the user a secure grip feeling - with flushing mechanism (model E) - left-hand version (seen from user's view) - blue button (wave symbol) used to trigger the toilet flushing mechanism (convex, tactile pressure point) - cable with bare wire ends for wall connection - including white cover for flush-mounted box - control voltage max. 30 V = SELV, PELV, switching current up to max. 2 A - suitable for all standard concealed cisterns with electrical control - can be folded easily up and down due to spring-loaded hinges - low-maintenance, permanently smooth and easy moving joint, preset in the factory - a defined stop prevents the hinged support rail from hitting the wall - projection 900 mm, 120 mm wide, wall plate 202 mm high - Grip pad 58 mm wide - Aluminium cantilever arm, powder-coated in the HEWI colours signal white, glossy with plastic grip pad in SD (signal white, matt) and GU (anthracite, matt) or anthracite cantilever arm, glossy with grip pad in TB (signal white, matt) and DR (anthracite, matt), with high-gloss chrome-plated design elements - toilet roll holder 802.50.01160 and backrest 802.51.90.. can be retrofitted - weight capacity up to 100 kg - easy mounting by separate installation of the mounting plate made of stainless steel, satin finish - concealed, non-corrosive and tested HEWI fixing material for different wall systems (must be ordered separately) - sealing tape for sealing the fixing points is included in the scope of supply - produced in accordance with CE- and UKCA-Regulation (EU) 2017/745 on medical devices - fulfils the ÖNORM B1600/1601 requirements Article no.: HEWI 802.50.42460 | https://catalog.hewi.com/en/p/8025042460 | https://catalog.hewi.com/storage/downloads/HEWI_802_50_42460_en.pdf
802.50.42560 | HEWI Hinged support rail Basic | Folding support rail Basic with WC flush actuation E version right from the LifeSystem range - stable, single-arm folding support handle - Non-slip and ergonomic grip pad - for gripping, support and pulling oneself up - high-quality plastic surface and scratch-resistant powder coating - maximum product stiffness increases stability and gives the user a secure grip feeling - with flushing mechanism (model E) - right-hand version (seen from user's view) - blue button (wave symbol) used to trigger the toilet flushing mechanism (convex, tactile pressure point) - cable with bare wire ends for wall connection - including white cover for flush-mounted box - control voltage max. 30 V = SELV, PELV, switching current up to max. 2 A - suitable for all standard concealed cisterns with electrical control - can be folded easily up and down due to spring-loaded hinges - low-maintenance, permanently smooth and easy moving joint, preset in the factory - a defined stop prevents the hinged support rail from hitting the wall - projection 700 mm, 120 mm wide, wall plate 202 mm high - Grip pad 58 mm wide - Aluminium cantilever arm, powder-coated in the HEWI colours signal white, glossy with plastic grip pad in SD (signal white, matt) and GU (anthracite, matt) or anthracite cantilever arm, glossy with grip pad in TB (signal white, matt) and DR (anthracite, matt), with high-gloss chrome-plated design elements - toilet roll holder 802.50.01160 and backrest 802.51.90.. can be retrofitted - weight capacity up to 100 kg - easy mounting by separate installation of the mounting plate made of stainless steel, satin finish - concealed, non-corrosive and tested HEWI fixing material for different wall systems (must be ordered separately) - sealing tape for sealing the fixing points is included in the scope of supply - produced in accordance with CE- and UKCA-Regulation (EU) 2017/745 on medical devices Article no.: HEWI 802.50.42560 | https://catalog.hewi.com/en/p/8025042560 | https://catalog.hewi.com/storage/downloads/HEWI_802_50_42560_en.pdf
802.50.42660 | HEWI Hinged support rail Basic | Folding support rail Basic with WC flush actuation E version right from the LifeSystem range - stable, single-arm folding support handle - Non-slip and ergonomic grip pad - for gripping, support and pulling oneself up - high-quality plastic surface and scratch-resistant powder coating - maximum product stiffness increases stability and gives the user a secure grip feeling - with flushing mechanism (model E) - right-hand version (seen from user's view) - blue button (wave symbol) used to trigger the toilet flushing mechanism (convex, tactile pressure point) - cable with bare wire ends for wall connection - including white cover for flush-mounted box - control voltage max. 30 V = SELV, PELV, switching current up to max. 2 A - suitable for all standard concealed cisterns with electrical control - can be folded easily up and down due to spring-loaded hinges - low-maintenance, permanently smooth and easy moving joint, preset in the factory - a defined stop prevents the hinged support rail from hitting the wall - projection 750 mm, 120 mm wide, wall plate 202 mm high - Grip pad 58 mm wide - Aluminium cantilever arm, powder-coated in the HEWI colours signal white, glossy with plastic grip pad in SD (signal white, matt) and GU (anthracite, matt) or anthracite cantilever arm, glossy with grip pad in TB (signal white, matt) and DR (anthracite, matt), with high-gloss chrome-plated design elements - toilet roll holder 802.50.01160 and backrest 802.51.90.. can be retrofitted - weight capacity up to 100 kg - easy mounting by separate installation of the mounting plate made of stainless steel, satin finish - concealed, non-corrosive and tested HEWI fixing material for different wall systems (must be ordered separately) - sealing tape for sealing the fixing points is included in the scope of supply - produced in accordance with CE- and UKCA-Regulation (EU) 2017/745 on medical devices - fulfils the requirements applicable in Belgium (CWATUPE, WVG Vlaanderen) regarding the projection of the hinged support rail at the toilet Article no.: HEWI 802.50.42660 | https://catalog.hewi.com/en/p/8025042660 | https://catalog.hewi.com/storage/downloads/HEWI_802_50_42660_en.pdf
802.50.42760 | HEWI Hinged support rail Basic | Folding support rail Basic with WC flush actuation E version right from the LifeSystem range - stable, single-arm folding support handle - Non-slip and ergonomic grip pad - for gripping, support and pulling oneself up - high-quality plastic surface and scratch-resistant powder coating - maximum product stiffness increases stability and gives the user a secure grip feeling - with flushing mechanism (model E) - right-hand version (seen from user's view) - blue button (wave symbol) used to trigger the toilet flushing mechanism (convex, tactile pressure point) - cable with bare wire ends for wall connection - including white cover for flush-mounted box - control voltage max. 30 V = SELV, PELV, switching current up to max. 2 A - suitable for all standard concealed cisterns with electrical control - can be folded easily up and down due to spring-loaded hinges - low-maintenance, permanently smooth and easy moving joint, preset in the factory - a defined stop prevents the hinged support rail from hitting the wall - projection 850 mm, 120 mm wide, wall plate 202 mm high - Grip pad 58 mm wide - Aluminium cantilever arm, powder-coated in the HEWI colours signal white, glossy with plastic grip pad in SD (signal white, matt) and GU (anthracite, matt) or anthracite cantilever arm, glossy with grip pad in TB (signal white, matt) and DR (anthracite, matt), with high-gloss chrome-plated design elements - toilet roll holder 802.50.01160 and backrest 802.51.90.. can be retrofitted - weight capacity up to 100 kg - easy mounting by separate installation of the mounting plate made of stainless steel, satin finish - concealed, non-corrosive and tested HEWI fixing material for different wall systems (must be ordered separately) - sealing tape for sealing the fixing points is included in the scope of supply - produced in accordance with CE- and UKCA-Regulation (EU) 2017/745 on medical devices - fulfils the DIN 18040, ÖNORM B1600/1601 and SIA 500 requirements Article no.: HEWI 802.50.42760 | https://catalog.hewi.com/en/p/8025042760 | https://catalog.hewi.com/storage/downloads/HEWI_802_50_42760_en.pdf
802.50.42860 | HEWI Hinged support rail Basic | Folding support rail Basic with WC flush actuation E version right from the LifeSystem range - stable, single-arm folding support handle - Non-slip and ergonomic grip pad - for gripping, support and pulling oneself up - high-quality plastic surface and scratch-resistant powder coating - maximum product stiffness increases stability and gives the user a secure grip feeling - with flushing mechanism (model E) - right-hand version (seen from user's view) - blue button (wave symbol) used to trigger the toilet flushing mechanism (convex, tactile pressure point) - cable with bare wire ends for wall connection - including white cover for flush-mounted box - control voltage max. 30 V = SELV, PELV, switching current up to max. 2 A - suitable for all standard concealed cisterns with electrical control - can be folded easily up and down due to spring-loaded hinges - low-maintenance, permanently smooth and easy moving joint, preset in the factory - a defined stop prevents the hinged support rail from hitting the wall - projection 900 mm, 120 mm wide, wall plate 202 mm high - Grip pad 58 mm wide - Aluminium cantilever arm, powder-coated in the HEWI colours signal white, glossy with plastic grip pad in SD (signal white, matt) and GU (anthracite, matt) or anthracite cantilever arm, glossy with grip pad in TB (signal white, matt) and DR (anthracite, matt), with high-gloss chrome-plated design elements - toilet roll holder 802.50.01160 and backrest 802.51.90.. can be retrofitted - weight capacity up to 100 kg - easy mounting by separate installation of the mounting plate made of stainless steel, satin finish - concealed, non-corrosive and tested HEWI fixing material for different wall systems (must be ordered separately) - sealing tape for sealing the fixing points is included in the scope of supply - produced in accordance with CE- and UKCA-Regulation (EU) 2017/745 on medical devices - fulfils the ÖNORM B1600/1601 requirements Article no.: HEWI 802.50.42860 | https://catalog.hewi.com/en/p/8025042860 | https://catalog.hewi.com/storage/downloads/HEWI_802_50_42860_en.pdf
802.50.42960 | HEWI Hinged support rail Basic | Folding support rail Basic with radio button and WC flush actuation E version left of the LifeSystem series - stable, single-arm folding support handle - Non-slip and ergonomic grip pad - for gripping, support and pulling oneself up - high-quality plastic surface and scratch-resistant powder coating - maximum product stiffness increases stability and gives the user a secure grip feeling - with flush release/function button (model E) - left-hand version (seen from user's view) - blue button (wave symbol) used to trigger the toilet flushing mechanism, yellow button (bell symbol) for triggering a freely definable function (the function button does not fulfil the requirements for an emergency call according to DIN VDE 0834-1) (convex, tactile pressure points) - cable with bare wire ends for wall connection - including white cover for flush-mounted box - control voltage max. 30 V = SELV, PELV, switching current up to max. 2 A - suitable for all standard concealed cisterns with electrical control - can be folded easily up and down due to spring-loaded hinges - low-maintenance, permanently smooth and easy moving joint, preset in the factory - a defined stop prevents the hinged support rail from hitting the wall - projection 700 mm, 120 mm wide, wall plate 202 mm high - Grip pad 58 mm wide - Aluminium cantilever arm, powder-coated in the HEWI colours signal white, glossy with plastic grip pad in SD (signal white, matt) and GU (anthracite, matt) or anthracite cantilever arm, glossy with grip pad in TB (signal white, matt) and DR (anthracite, matt), with high-gloss chrome-plated design elements - toilet roll holder 802.50.01160 and backrest 802.51.90.. can be retrofitted - weight capacity up to 100 kg - easy mounting by separate installation of the mounting plate made of stainless steel, satin finish - concealed, non-corrosive and tested HEWI fixing material for different wall systems (must be ordered separately) - sealing tape for sealing the fixing points is included in the scope of supply - produced in accordance with CE- and UKCA-Regulation (EU) 2017/745 on medical devices Article no.: HEWI 802.50.42960 | https://catalog.hewi.com/en/p/8025042960 | https://catalog.hewi.com/storage/downloads/HEWI_802_50_42960_en.pdf
802.50.43060 | HEWI Hinged support rail Basic | Folding support rail Basic with radio button and WC flush actuation E version left of the LifeSystem series - stable, single-arm folding support handle - Non-slip and ergonomic grip pad - for gripping, support and pulling oneself up - high-quality plastic surface and scratch-resistant powder coating - maximum product stiffness increases stability and gives the user a secure grip feeling - with flush release/function button (model E) - left-hand version (seen from user's view) - blue button (wave symbol) used to trigger the toilet flushing mechanism, yellow button (bell symbol) for triggering a freely definable function (the function button does not fulfil the requirements for an emergency call according to DIN VDE 0834-1) (convex, tactile pressure points) - cable with bare wire ends for wall connection - including white cover for flush-mounted box - control voltage max. 30 V = SELV, PELV, switching current up to max. 2 A - suitable for all standard concealed cisterns with electrical control - can be folded easily up and down due to spring-loaded hinges - low-maintenance, permanently smooth and easy moving joint, preset in the factory - a defined stop prevents the hinged support rail from hitting the wall - projection 750 mm, 120 mm wide, wall plate 202 mm high - Grip pad 58 mm wide - Aluminium cantilever arm, powder-coated in the HEWI colours signal white, glossy with plastic grip pad in SD (signal white, matt) and GU (anthracite, matt) or anthracite cantilever arm, glossy with grip pad in TB (signal white, matt) and DR (anthracite, matt), with high-gloss chrome-plated design elements - toilet roll holder 802.50.01160 and backrest 802.51.90.. can be retrofitted - weight capacity up to 100 kg - easy mounting by separate installation of the mounting plate made of stainless steel, satin finish - concealed, non-corrosive and tested HEWI fixing material for different wall systems (must be ordered separately) - sealing tape for sealing the fixing points is included in the scope of supply - produced in accordance with CE- and UKCA-Regulation (EU) 2017/745 on medical devices - fulfils the requirements applicable in Belgium (CWATUPE, WVG Vlaanderen) regarding the projection of the hinged support rail at the toilet Article no.: HEWI 802.50.43060 | https://catalog.hewi.com/en/p/8025043060 | https://catalog.hewi.com/storage/downloads/HEWI_802_50_43060_en.pdf
802.50.43160 | HEWI Hinged support rail Basic | Folding support rail Basic with radio button and WC flush actuation E version left of the LifeSystem series - stable, single-arm folding support handle - Non-slip and ergonomic grip pad - for gripping, support and pulling oneself up - high-quality plastic surface and scratch-resistant powder coating - maximum product stiffness increases stability and gives the user a secure grip feeling - with flush release/function button (model E) - left-hand version (seen from user's view) - blue button (wave symbol) used to trigger the toilet flushing mechanism, yellow button (bell symbol) for triggering a freely definable function (the function button does not fulfil the requirements for an emergency call according to DIN VDE 0834-1) (convex, tactile pressure points) - cable with bare wire ends for wall connection - including white cover for flush-mounted box - control voltage max. 30 V = SELV, PELV, switching current up to max. 2 A - suitable for all standard concealed cisterns with electrical control - can be folded easily up and down due to spring-loaded hinges - low-maintenance, permanently smooth and easy moving joint, preset in the factory - a defined stop prevents the hinged support rail from hitting the wall - projection 850 mm, 120 mm wide, wall plate 202 mm high - Grip pad 58 mm wide - Aluminium cantilever arm, powder-coated in the HEWI colours signal white, glossy with plastic grip pad in SD (signal white, matt) and GU (anthracite, matt) or anthracite cantilever arm, glossy with grip pad in TB (signal white, matt) and DR (anthracite, matt), with high-gloss chrome-plated design elements - toilet roll holder 802.50.01160 and backrest 802.51.90.. can be retrofitted - weight capacity up to 100 kg - easy mounting by separate installation of the mounting plate made of stainless steel, satin finish - concealed, non-corrosive and tested HEWI fixing material for different wall systems (must be ordered separately) - sealing tape for sealing the fixing points is included in the scope of supply - produced in accordance with CE- and UKCA-Regulation (EU) 2017/745 on medical devices - fulfils the DIN 18040, ÖNORM B1600/1601 and SIA 500 requirements Article no.: HEWI 802.50.43160 | https://catalog.hewi.com/en/p/8025043160 | https://catalog.hewi.com/storage/downloads/HEWI_802_50_43160_en.pdf
802.50.43260 | HEWI Hinged support rail Basic | Folding support rail Basic with radio button and WC flush actuation E version left of the LifeSystem series - stable, single-arm folding support handle - Non-slip and ergonomic grip pad - for gripping, support and pulling oneself up - high-quality plastic surface and scratch-resistant powder coating - maximum product stiffness increases stability and gives the user a secure grip feeling - with flush release/function button (model E) - left-hand version (seen from user's view) - blue button (wave symbol) used to trigger the toilet flushing mechanism, yellow button (bell symbol) for triggering a freely definable function (the function button does not fulfil the requirements for an emergency call according to DIN VDE 0834-1) (convex, tactile pressure points) - cable with bare wire ends for wall connection - including white cover for flush-mounted box - control voltage max. 30 V = SELV, PELV, switching current up to max. 2 A - suitable for all standard concealed cisterns with electrical control - can be folded easily up and down due to spring-loaded hinges - low-maintenance, permanently smooth and easy moving joint, preset in the factory - a defined stop prevents the hinged support rail from hitting the wall - projection 900 mm, 120 mm wide, wall plate 202 mm high - Grip pad 58 mm wide - Aluminium cantilever arm, powder-coated in the HEWI colours signal white, glossy with plastic grip pad in SD (signal white, matt) and GU (anthracite, matt) or anthracite cantilever arm, glossy with grip pad in TB (signal white, matt) and DR (anthracite, matt), with high-gloss chrome-plated design elements - toilet roll holder 802.50.01160 and backrest 802.51.90.. can be retrofitted - weight capacity up to 100 kg - easy mounting by separate installation of the mounting plate made of stainless steel, satin finish - concealed, non-corrosive and tested HEWI fixing material for different wall systems (must be ordered separately) - sealing tape for sealing the fixing points is included in the scope of supply - produced in accordance with CE- and UKCA-Regulation (EU) 2017/745 on medical devices - fulfils the ÖNORM B1600/1601 requirements Article no.: HEWI 802.50.43260 | https://catalog.hewi.com/en/p/8025043260 | https://catalog.hewi.com/storage/downloads/HEWI_802_50_43260_en.pdf
802.50.43360 | HEWI Hinged support rail Basic | Folding support rail Basic with radio button and WC flush actuation E version right from the LifeSystem range - stable, single-arm folding support handle - Non-slip and ergonomic grip pad - for gripping, support and pulling oneself up - high-quality plastic surface and scratch-resistant powder coating - maximum product stiffness increases stability and gives the user a secure grip feeling - with flush release/function button (model E) - right-hand version (seen from user's view) - blue button (wave symbol) used to trigger the toilet flushing mechanism, yellow button (bell symbol) for triggering a freely definable function (the function button does not fulfil the requirements for an emergency call according to DIN VDE 0834-1) (convex, tactile pressure points) - cable with bare wire ends for wall connection - including white cover for flush-mounted box - control voltage max. 30 V = SELV, PELV, switching current up to max. 2 A - suitable for all standard concealed cisterns with electrical control - can be folded easily up and down due to spring-loaded hinges - low-maintenance, permanently smooth and easy moving joint, preset in the factory - a defined stop prevents the hinged support rail from hitting the wall - projection 700 mm, 120 mm wide, wall plate 202 mm high - Grip pad 58 mm wide - Aluminium cantilever arm, powder-coated in the HEWI colours signal white, glossy with plastic grip pad in SD (signal white, matt) and GU (anthracite, matt) or anthracite cantilever arm, glossy with grip pad in TB (signal white, matt) and DR (anthracite, matt), with high-gloss chrome-plated design elements - toilet roll holder 802.50.01160 and backrest 802.51.90.. can be retrofitted - weight capacity up to 100 kg - easy mounting by separate installation of the mounting plate made of stainless steel, satin finish - concealed, non-corrosive and tested HEWI fixing material for different wall systems (must be ordered separately) - sealing tape for sealing the fixing points is included in the scope of supply - produced in accordance with CE- and UKCA-Regulation (EU) 2017/745 on medical devices Article no.: HEWI 802.50.43360 | https://catalog.hewi.com/en/p/8025043360 | https://catalog.hewi.com/storage/downloads/HEWI_802_50_43360_en.pdf
802.50.43460 | HEWI Hinged support rail Basic | Folding support rail Basic with radio button and WC flush actuation E version right from the LifeSystem range - stable, single-arm folding support handle - Non-slip and ergonomic grip pad - for gripping, support and pulling oneself up - high-quality plastic surface and scratch-resistant powder coating - maximum product stiffness increases stability and gives the user a secure grip feeling - with flush release/function button (model E) - right-hand version (seen from user's view) - blue button (wave symbol) used to trigger the toilet flushing mechanism, yellow button (bell symbol) for triggering a freely definable function (the function button does not fulfil the requirements for an emergency call according to DIN VDE 0834-1) (convex, tactile pressure points) - cable with bare wire ends for wall connection - including white cover for flush-mounted box - control voltage max. 30 V = SELV, PELV, switching current up to max. 2 A - suitable for all standard concealed cisterns with electrical control - can be folded easily up and down due to spring-loaded hinges - low-maintenance, permanently smooth and easy moving joint, preset in the factory - a defined stop prevents the hinged support rail from hitting the wall - projection 750 mm, 120 mm wide, wall plate 202 mm high - Grip pad 58 mm wide - Aluminium cantilever arm, powder-coated in the HEWI colours signal white, glossy with plastic grip pad in SD (signal white, matt) and GU (anthracite, matt) or anthracite cantilever arm, glossy with grip pad in TB (signal white, matt) and DR (anthracite, matt), with high-gloss chrome-plated design elements - toilet roll holder 802.50.01160 and backrest 802.51.90.. can be retrofitted - weight capacity up to 100 kg - easy mounting by separate installation of the mounting plate made of stainless steel, satin finish - concealed, non-corrosive and tested HEWI fixing material for different wall systems (must be ordered separately) - sealing tape for sealing the fixing points is included in the scope of supply - produced in accordance with CE- and UKCA-Regulation (EU) 2017/745 on medical devices - fulfils the requirements applicable in Belgium (CWATUPE, WVG Vlaanderen) regarding the projection of the hinged support rail at the toilet Article no.: HEWI 802.50.43460 | https://catalog.hewi.com/en/p/8025043460 | https://catalog.hewi.com/storage/downloads/HEWI_802_50_43460_en.pdf
802.50.43560 | HEWI Hinged support rail Basic | Folding support rail Basic with radio button and WC flush actuation E version right from the LifeSystem range - stable, single-arm folding support handle - Non-slip and ergonomic grip pad - for gripping, support and pulling oneself up - high-quality plastic surface and scratch-resistant powder coating - maximum product stiffness increases stability and gives the user a secure grip feeling - with flush release/function button (model E) - right-hand version (seen from user's view) - blue button (wave symbol) used to trigger the toilet flushing mechanism, yellow button (bell symbol) for triggering a freely definable function (the function button does not fulfil the requirements for an emergency call according to DIN VDE 0834-1) (convex, tactile pressure points) - cable with bare wire ends for wall connection - including white cover for flush-mounted box - control voltage max. 30 V = SELV, PELV, switching current up to max. 2 A - suitable for all standard concealed cisterns with electrical control - can be folded easily up and down due to spring-loaded hinges - low-maintenance, permanently smooth and easy moving joint, preset in the factory - a defined stop prevents the hinged support rail from hitting the wall - projection 850 mm, 120 mm wide, wall plate 202 mm high - Grip pad 58 mm wide - Aluminium cantilever arm, powder-coated in the HEWI colours signal white, glossy with plastic grip pad in SD (signal white, matt) and GU (anthracite, matt) or anthracite cantilever arm, glossy with grip pad in TB (signal white, matt) and DR (anthracite, matt), with high-gloss chrome-plated design elements - toilet roll holder 802.50.01160 and backrest 802.51.90.. can be retrofitted - weight capacity up to 100 kg - easy mounting by separate installation of the mounting plate made of stainless steel, satin finish - concealed, non-corrosive and tested HEWI fixing material for different wall systems (must be ordered separately) - sealing tape for sealing the fixing points is included in the scope of supply - produced in accordance with CE- and UKCA-Regulation (EU) 2017/745 on medical devices - fulfils the DIN 18040, ÖNORM B1600/1601 and SIA 500 requirements Article no.: HEWI 802.50.43560 | https://catalog.hewi.com/en/p/8025043560 | https://catalog.hewi.com/storage/downloads/HEWI_802_50_43560_en.pdf
802.50.43660 | HEWI Hinged support rail Basic | Folding support rail Basic with radio button and WC flush actuation E version right from the LifeSystem range - stable, single-arm folding support handle - Non-slip and ergonomic grip pad - for gripping, support and pulling oneself up - high-quality plastic surface and scratch-resistant powder coating - maximum product stiffness increases stability and gives the user a secure grip feeling - with flush release/function button (model E) - right-hand version (seen from user's view) - blue button (wave symbol) used to trigger the toilet flushing mechanism, yellow button (bell symbol) for triggering a freely definable function (the function button does not fulfil the requirements for an emergency call according to DIN VDE 0834-1) (convex, tactile pressure points) - cable with bare wire ends for wall connection - including white cover for flush-mounted box - control voltage max. 30 V = SELV, PELV, switching current up to max. 2 A - suitable for all standard concealed cisterns with electrical control - can be folded easily up and down due to spring-loaded hinges - low-maintenance, permanently smooth and easy moving joint, preset in the factory - a defined stop prevents the hinged support rail from hitting the wall - projection 900 mm, 120 mm wide, wall plate 202 mm high - Grip pad 58 mm wide - Aluminium cantilever arm, powder-coated in the HEWI colours signal white, glossy with plastic grip pad in SD (signal white, matt) and GU (anthracite, matt) or anthracite cantilever arm, glossy with grip pad in TB (signal white, matt) and DR (anthracite, matt), with high-gloss chrome-plated design elements - toilet roll holder 802.50.01160 and backrest 802.51.90.. can be retrofitted - weight capacity up to 100 kg - easy mounting by separate installation of the mounting plate made of stainless steel, satin finish - concealed, non-corrosive and tested HEWI fixing material for different wall systems (must be ordered separately) - sealing tape for sealing the fixing points is included in the scope of supply - produced in accordance with CE- and UKCA-Regulation (EU) 2017/745 on medical devices - fulfils the ÖNORM B1600/1601 requirements Article no.: HEWI 802.50.43660 | https://catalog.hewi.com/en/p/8025043660 | https://catalog.hewi.com/storage/downloads/HEWI_802_50_43660_en.pdf
802.50.43760 | HEWI Hinged support rail Basic | Range LifeSystem hinged support rail Basic with floor support - stable, single-arm folding support handle - Non-slip and ergonomic grip pad - for gripping, support and pulling oneself up - high-quality plastic surface and scratch-resistant powder coating - maximum product stiffness increases stability and gives the user a secure grip feeling - with floor support made of high-quality stainless steel, satin finish surface - mounting height 760 mm (to fulfil the DIN 18040 height requirements) - Vertical length of the floor support 724 mm - Height adjustment within +/- 15 mm range possible - can be folded easily up and down due to spring-loaded hinges - low-maintenance, permanently smooth and easy moving joint, preset in the factory - a defined stop prevents the hinged support rail from hitting the wall - projection 700 mm, 120 mm wide, wall plate 202 mm high - Grip pad 58 mm wide - Aluminium cantilever arm, powder-coated in the HEWI colours signal white, glossy with plastic grip pad in SD (signal white, matt) and GU (anthracite, matt) or anthracite cantilever arm, glossy with grip pad in TB (signal white, matt) and DR (anthracite, matt), with high-gloss chrome-plated design elements - walking aid holder 802.50.01260, shelf 802.50.01360 and backrest 802.51.90.. can be retrofitted - weight capacity up to 100 kg - for mobile use - quick assembly by simply hooking the folding support handle onto a separately installed mounting plate made of stainless steel, satin finish - concealed, non-corrosive and tested HEWI fixing material for different wall systems (must be ordered separately) - sealing tape for sealing the fixing points is included in the scope of supply - produced in accordance with CE- and UKCA-Regulation (EU) 2017/745 on medical devices Article no.: HEWI 802.50.43760 | https://catalog.hewi.com/en/p/8025043760 | https://catalog.hewi.com/storage/downloads/HEWI_802_50_43760_en.pdf
802.50.43860 | HEWI Hinged support rail Basic | Range LifeSystem hinged support rail Basic with floor support - stable, single-arm folding support handle - Non-slip and ergonomic grip pad - for gripping, support and pulling oneself up - high-quality plastic surface and scratch-resistant powder coating - maximum product stiffness increases stability and gives the user a secure grip feeling - with floor support made of high-quality stainless steel, satin finish surface - mounting height 760 mm (to fulfil the DIN 18040 height requirements) - Vertical length of the floor support 724 mm - Height adjustment within +/- 15 mm range possible - can be folded easily up and down due to spring-loaded hinges - low-maintenance, permanently smooth and easy moving joint, preset in the factory - a defined stop prevents the hinged support rail from hitting the wall - projection 750 mm, 120 mm wide, wall plate 202 mm high - Grip pad 58 mm wide - Aluminium cantilever arm, powder-coated in the HEWI colours signal white, glossy with plastic grip pad in SD (signal white, matt) and GU (anthracite, matt) or anthracite cantilever arm, glossy with grip pad in TB (signal white, matt) and DR (anthracite, matt), with high-gloss chrome-plated design elements - walking aid holder 802.50.01260, shelf 802.50.01360 and backrest 802.51.90.. can be retrofitted - weight capacity up to 100 kg - for mobile use - quick assembly by simply hooking the folding support handle onto a separately installed mounting plate made of stainless steel, satin finish - concealed, non-corrosive and tested HEWI fixing material for different wall systems (must be ordered separately) - sealing tape for sealing the fixing points is included in the scope of supply - produced in accordance with CE- and UKCA-Regulation (EU) 2017/745 on medical devices - fulfils the requirements applicable in Belgium (CWATUPE, WVG Vlaanderen) regarding the projection of the hinged support rail at the toilet Article no.: HEWI 802.50.43860 | https://catalog.hewi.com/en/p/8025043860 | https://catalog.hewi.com/storage/downloads/HEWI_802_50_43860_en.pdf
802.50.43960 | HEWI Hinged support rail Basic | Range LifeSystem hinged support rail Basic with floor support - stable, single-arm folding support handle - Non-slip and ergonomic grip pad - for gripping, support and pulling oneself up - high-quality plastic surface and scratch-resistant powder coating - maximum product stiffness increases stability and gives the user a secure grip feeling - with floor support made of high-quality stainless steel, satin finish surface - mounting height 760 mm (to fulfil the DIN 18040 height requirements) - Vertical length of the floor support 724 mm - Height adjustment within +/- 15 mm range possible - can be folded easily up and down due to spring-loaded hinges - low-maintenance, permanently smooth and easy moving joint, preset in the factory - a defined stop prevents the hinged support rail from hitting the wall - projection 850 mm, 120 mm wide, wall plate 202 mm high - Grip pad 58 mm wide - Aluminium cantilever arm, powder-coated in the HEWI colours signal white, glossy with plastic grip pad in SD (signal white, matt) and GU (anthracite, matt) or anthracite cantilever arm, glossy with grip pad in TB (signal white, matt) and DR (anthracite, matt), with high-gloss chrome-plated design elements - walking aid holder 802.50.01260, shelf 802.50.01360 and backrest 802.51.90.. can be retrofitted - weight capacity up to 100 kg - for mobile use - quick assembly by simply hooking the folding support handle onto a separately installed mounting plate made of stainless steel, satin finish - concealed, non-corrosive and tested HEWI fixing material for different wall systems (must be ordered separately) - sealing tape for sealing the fixing points is included in the scope of supply - produced in accordance with CE- and UKCA-Regulation (EU) 2017/745 on medical devices - fulfils the DIN 18040, ÖNORM B1600/1601 and SIA 500 requirements Article no.: HEWI 802.50.43960 | https://catalog.hewi.com/en/p/8025043960 | https://catalog.hewi.com/storage/downloads/HEWI_802_50_43960_en.pdf
802.50.44060 | HEWI Hinged support rail Basic | Range LifeSystem hinged support rail Basic with floor support - stable, single-arm folding support handle - Non-slip and ergonomic grip pad - for gripping, support and pulling oneself up - high-quality plastic surface and scratch-resistant powder coating - maximum product stiffness increases stability and gives the user a secure grip feeling - with floor support made of high-quality stainless steel, satin finish surface - mounting height 760 mm (to fulfil the DIN 18040 height requirements) - Vertical length of the floor support 724 mm - Height adjustment within +/- 15 mm range possible - can be folded easily up and down due to spring-loaded hinges - low-maintenance, permanently smooth and easy moving joint, preset in the factory - a defined stop prevents the hinged support rail from hitting the wall - projection 900 mm, 120 mm wide, wall plate 202 mm high - Grip pad 58 mm wide - Aluminium cantilever arm, powder-coated in the HEWI colours signal white, glossy with plastic grip pad in SD (signal white, matt) and GU (anthracite, matt) or anthracite cantilever arm, glossy with grip pad in TB (signal white, matt) and DR (anthracite, matt), with high-gloss chrome-plated design elements - walking aid holder 802.50.01260, shelf 802.50.01360 and backrest 802.51.90.. can be retrofitted - weight capacity up to 100 kg - for mobile use - quick assembly by simply hooking the folding support handle onto a separately installed mounting plate made of stainless steel, satin finish - concealed, non-corrosive and tested HEWI fixing material for different wall systems (must be ordered separately) - sealing tape for sealing the fixing points is included in the scope of supply - produced in accordance with CE- and UKCA-Regulation (EU) 2017/745 on medical devices - fulfils the ÖNORM B1600/1601 requirements Article no.: HEWI 802.50.44060 | https://catalog.hewi.com/en/p/8025044060 | https://catalog.hewi.com/storage/downloads/HEWI_802_50_44060_en.pdf
802.50.44160 | HEWI Hinged support rail Premium | Folding support rail Premium with WC flush actuation E version left of the LifeSystem series - stable, single-arm folding support handle - Non-slip, ergonomic grip pad with perfectly matched raised grip - for gripping, support and pulling oneself up - high-quality plastic surface and scratch-resistant powder coating - maximum product stiffness increases stability and gives the user a secure grip feeling - with flushing mechanism (model E) - left-hand version (seen from user's view) - blue button (wave symbol) used to trigger the toilet flushing mechanism (convex, tactile pressure point) - cable with bare wire ends for wall connection - including white cover for flush-mounted box - control voltage max. 30 V = SELV, PELV, switching current up to max. 2 A - suitable for all standard concealed cisterns with electrical control - can be folded easily up and down due to spring-loaded hinges - low-maintenance, permanently smooth and easy moving joint, preset in the factory - a defined stop prevents the hinged support rail from hitting the wall - projection 700 mm, 120 mm wide, wall plate 202 mm high - grip pad 58 mm wide, grip end piece 84 mm wide - Aluminium cantilever arm, powder-coated in the HEWI colours signal white, glossy with plastic grip pad in SD (signal white, matt) and GU (anthracite, matt) or anthracite cantilever arm, glossy with grip pad in TB (signal white, matt) and DR (anthracite, matt), with high-gloss chrome-plated design elements - toilet roll holder 802.50.01160 and backrest 802.51.90.. can be retrofitted - weight capacity up to 100 kg - easy mounting by separate installation of the mounting plate made of stainless steel, satin finish - concealed, non-corrosive and tested HEWI fixing material for different wall systems (must be ordered separately) - sealing tape for sealing the fixing points is included in the scope of supply - produced in accordance with CE- and UKCA-Regulation (EU) 2017/745 on medical devices Article no.: HEWI 802.50.44160 | https://catalog.hewi.com/en/p/8025044160 | https://catalog.hewi.com/storage/downloads/HEWI_802_50_44160_en.pdf
802.50.44260 | HEWI Hinged support rail Premium | Folding support rail Premium with WC flush actuation E version left of the LifeSystem series - stable, single-arm folding support handle - Non-slip, ergonomic grip pad with perfectly matched raised grip - for gripping, support and pulling oneself up - high-quality plastic surface and scratch-resistant powder coating - maximum product stiffness increases stability and gives the user a secure grip feeling - with flushing mechanism (model E) - left-hand version (seen from user's view) - blue button (wave symbol) used to trigger the toilet flushing mechanism (convex, tactile pressure point) - cable with bare wire ends for wall connection - including white cover for flush-mounted box - control voltage max. 30 V = SELV, PELV, switching current up to max. 2 A - suitable for all standard concealed cisterns with electrical control - can be folded easily up and down due to spring-loaded hinges - low-maintenance, permanently smooth and easy moving joint, preset in the factory - a defined stop prevents the hinged support rail from hitting the wall - projection 750 mm, 120 mm wide, wall plate 202 mm high - grip pad 58 mm wide, grip end piece 84 mm wide - Aluminium cantilever arm, powder-coated in the HEWI colours signal white, glossy with plastic grip pad in SD (signal white, matt) and GU (anthracite, matt) or anthracite cantilever arm, glossy with grip pad in TB (signal white, matt) and DR (anthracite, matt), with high-gloss chrome-plated design elements - toilet roll holder 802.50.01160 and backrest 802.51.90.. can be retrofitted - weight capacity up to 100 kg - easy mounting by separate installation of the mounting plate made of stainless steel, satin finish - concealed, non-corrosive and tested HEWI fixing material for different wall systems (must be ordered separately) - sealing tape for sealing the fixing points is included in the scope of supply - produced in accordance with CE- and UKCA-Regulation (EU) 2017/745 on medical devices - fulfils the requirements applicable in Belgium (CWATUPE, WVG Vlaanderen) regarding the projection of the hinged support rail at the toilet Article no.: HEWI 802.50.44260 | https://catalog.hewi.com/en/p/8025044260 | https://catalog.hewi.com/storage/downloads/HEWI_802_50_44260_en.pdf
802.50.44360 | HEWI Hinged support rail Premium | Folding support rail Premium with WC flush actuation E version left of the LifeSystem series - stable, single-arm folding support handle - Non-slip, ergonomic grip pad with perfectly matched raised grip - for gripping, support and pulling oneself up - high-quality plastic surface and scratch-resistant powder coating - maximum product stiffness increases stability and gives the user a secure grip feeling - with flushing mechanism (model E) - left-hand version (seen from user's view) - blue button (wave symbol) used to trigger the toilet flushing mechanism (convex, tactile pressure point) - cable with bare wire ends for wall connection - including white cover for flush-mounted box - control voltage max. 30 V = SELV, PELV, switching current up to max. 2 A - suitable for all standard concealed cisterns with electrical control - can be folded easily up and down due to spring-loaded hinges - low-maintenance, permanently smooth and easy moving joint, preset in the factory - a defined stop prevents the hinged support rail from hitting the wall - projection 850 mm, 120 mm wide, wall plate 202 mm high - grip pad 58 mm wide, grip end piece 84 mm wide - Aluminium cantilever arm, powder-coated in the HEWI colours signal white, glossy with plastic grip pad in SD (signal white, matt) and GU (anthracite, matt) or anthracite cantilever arm, glossy with grip pad in TB (signal white, matt) and DR (anthracite, matt), with high-gloss chrome-plated design elements - toilet roll holder 802.50.01160 and backrest 802.51.90.. can be retrofitted - weight capacity up to 100 kg - easy mounting by separate installation of the mounting plate made of stainless steel, satin finish - concealed, non-corrosive and tested HEWI fixing material for different wall systems (must be ordered separately) - sealing tape for sealing the fixing points is included in the scope of supply - produced in accordance with CE- and UKCA-Regulation (EU) 2017/745 on medical devices - fulfils the DIN 18040, ÖNORM B1600/1601 and SIA 500 requirements Article no.: HEWI 802.50.44360 | https://catalog.hewi.com/en/p/8025044360 | https://catalog.hewi.com/storage/downloads/HEWI_802_50_44360_en.pdf
802.50.44460 | HEWI Hinged support rail Premium | Folding support rail Premium with WC flush actuation E version left of the LifeSystem series - stable, single-arm folding support handle - Non-slip, ergonomic grip pad with perfectly matched raised grip - for gripping, support and pulling oneself up - high-quality plastic surface and scratch-resistant powder coating - maximum product stiffness increases stability and gives the user a secure grip feeling - with flushing mechanism (model E) - left-hand version (seen from user's view) - blue button (wave symbol) used to trigger the toilet flushing mechanism (convex, tactile pressure point) - cable with bare wire ends for wall connection - including white cover for flush-mounted box - control voltage max. 30 V = SELV, PELV, switching current up to max. 2 A - suitable for all standard concealed cisterns with electrical control - can be folded easily up and down due to spring-loaded hinges - low-maintenance, permanently smooth and easy moving joint, preset in the factory - a defined stop prevents the hinged support rail from hitting the wall - projection 900 mm, 120 mm wide, wall plate 202 mm high - grip pad 58 mm wide, grip end piece 84 mm wide - Aluminium cantilever arm, powder-coated in the HEWI colours signal white, glossy with plastic grip pad in SD (signal white, matt) and GU (anthracite, matt) or anthracite cantilever arm, glossy with grip pad in TB (signal white, matt) and DR (anthracite, matt), with high-gloss chrome-plated design elements - toilet roll holder 802.50.01160 and backrest 802.51.90.. can be retrofitted - weight capacity up to 100 kg - easy mounting by separate installation of the mounting plate made of stainless steel, satin finish - concealed, non-corrosive and tested HEWI fixing material for different wall systems (must be ordered separately) - sealing tape for sealing the fixing points is included in the scope of supply - produced in accordance with CE- and UKCA-Regulation (EU) 2017/745 on medical devices - fulfils the ÖNORM B1600/1601 requirements Article no.: HEWI 802.50.44460 | https://catalog.hewi.com/en/p/8025044460 | https://catalog.hewi.com/storage/downloads/HEWI_802_50_44460_en.pdf
802.50.44560 | HEWI Hinged support rail Premium | Folding support rail Premium with WC flush actuation E version right of the LifeSystem series - stable, single-arm folding support handle - Non-slip, ergonomic grip pad with perfectly matched raised grip - for gripping, support and pulling oneself up - high-quality plastic surface and scratch-resistant powder coating - maximum product stiffness increases stability and gives the user a secure grip feeling - with flushing mechanism (model E) - right-hand version (seen from user's view) - blue button (wave symbol) used to trigger the toilet flushing mechanism (convex, tactile pressure point) - cable with bare wire ends for wall connection - including white cover for flush-mounted box - control voltage max. 30 V = SELV, PELV, switching current up to max. 2 A - suitable for all standard concealed cisterns with electrical control - can be folded easily up and down due to spring-loaded hinges - low-maintenance, permanently smooth and easy moving joint, preset in the factory - a defined stop prevents the hinged support rail from hitting the wall - projection 700 mm, 120 mm wide, wall plate 202 mm high - grip pad 58 mm wide, grip end piece 84 mm wide - Aluminium cantilever arm, powder-coated in the HEWI colours signal white, glossy with plastic grip pad in SD (signal white, matt) and GU (anthracite, matt) or anthracite cantilever arm, glossy with grip pad in TB (signal white, matt) and DR (anthracite, matt), with high-gloss chrome-plated design elements - toilet roll holder 802.50.01160 and backrest 802.51.90.. can be retrofitted - weight capacity up to 100 kg - easy mounting by separate installation of the mounting plate made of stainless steel, satin finish - concealed, non-corrosive and tested HEWI fixing material for different wall systems (must be ordered separately) - sealing tape for sealing the fixing points is included in the scope of supply - produced in accordance with CE- and UKCA-Regulation (EU) 2017/745 on medical devices Article no.: HEWI 802.50.44560 | https://catalog.hewi.com/en/p/8025044560 | https://catalog.hewi.com/storage/downloads/HEWI_802_50_44560_en.pdf
802.50.44660 | HEWI Hinged support rail Premium | Folding support rail Premium with WC flush actuation E version right of the LifeSystem series - stable, single-arm folding support handle - Non-slip, ergonomic grip pad with perfectly matched raised grip - for gripping, support and pulling oneself up - high-quality plastic surface and scratch-resistant powder coating - maximum product stiffness increases stability and gives the user a secure grip feeling - with flushing mechanism (model E) - right-hand version (seen from user's view) - blue button (wave symbol) used to trigger the toilet flushing mechanism (convex, tactile pressure point) - cable with bare wire ends for wall connection - including white cover for flush-mounted box - control voltage max. 30 V = SELV, PELV, switching current up to max. 2 A - suitable for all standard concealed cisterns with electrical control - can be folded easily up and down due to spring-loaded hinges - low-maintenance, permanently smooth and easy moving joint, preset in the factory - a defined stop prevents the hinged support rail from hitting the wall - projection 750 mm, 120 mm wide, wall plate 202 mm high - grip pad 58 mm wide, grip end piece 84 mm wide - Aluminium cantilever arm, powder-coated in the HEWI colours signal white, glossy with plastic grip pad in SD (signal white, matt) and GU (anthracite, matt) or anthracite cantilever arm, glossy with grip pad in TB (signal white, matt) and DR (anthracite, matt), with high-gloss chrome-plated design elements - toilet roll holder 802.50.01160 and backrest 802.51.90.. can be retrofitted - weight capacity up to 100 kg - easy mounting by separate installation of the mounting plate made of stainless steel, satin finish - concealed, non-corrosive and tested HEWI fixing material for different wall systems (must be ordered separately) - sealing tape for sealing the fixing points is included in the scope of supply - produced in accordance with CE- and UKCA-Regulation (EU) 2017/745 on medical devices - fulfils the requirements applicable in Belgium (CWATUPE, WVG Vlaanderen) regarding the projection of the hinged support rail at the toilet Article no.: HEWI 802.50.44660 | https://catalog.hewi.com/en/p/8025044660 | https://catalog.hewi.com/storage/downloads/HEWI_802_50_44660_en.pdf
802.50.44760 | HEWI Hinged support rail Premium | Folding support rail Premium with WC flush actuation E version right of the LifeSystem series - stable, single-arm folding support handle - Non-slip, ergonomic grip pad with perfectly matched raised grip - for gripping, support and pulling oneself up - high-quality plastic surface and scratch-resistant powder coating - maximum product stiffness increases stability and gives the user a secure grip feeling - with flushing mechanism (model E) - right-hand version (seen from user's view) - blue button (wave symbol) used to trigger the toilet flushing mechanism (convex, tactile pressure point) - cable with bare wire ends for wall connection - including white cover for flush-mounted box - control voltage max. 30 V = SELV, PELV, switching current up to max. 2 A - suitable for all standard concealed cisterns with electrical control - can be folded easily up and down due to spring-loaded hinges - low-maintenance, permanently smooth and easy moving joint, preset in the factory - a defined stop prevents the hinged support rail from hitting the wall - projection 850 mm, 120 mm wide, wall plate 202 mm high - grip pad 58 mm wide, grip end piece 84 mm wide - Aluminium cantilever arm, powder-coated in the HEWI colours signal white, glossy with plastic grip pad in SD (signal white, matt) and GU (anthracite, matt) or anthracite cantilever arm, glossy with grip pad in TB (signal white, matt) and DR (anthracite, matt), with high-gloss chrome-plated design elements - toilet roll holder 802.50.01160 and backrest 802.51.90.. can be retrofitted - weight capacity up to 100 kg - easy mounting by separate installation of the mounting plate made of stainless steel, satin finish - concealed, non-corrosive and tested HEWI fixing material for different wall systems (must be ordered separately) - sealing tape for sealing the fixing points is included in the scope of supply - produced in accordance with CE- and UKCA-Regulation (EU) 2017/745 on medical devices - fulfils the DIN 18040, ÖNORM B1600/1601 and SIA 500 requirements Article no.: HEWI 802.50.44760 | https://catalog.hewi.com/en/p/8025044760 | https://catalog.hewi.com/storage/downloads/HEWI_802_50_44760_en.pdf
802.50.44860 | HEWI Hinged support rail Premium | Folding support rail Premium with WC flush actuation E version right of the LifeSystem series - stable, single-arm folding support handle - Non-slip, ergonomic grip pad with perfectly matched raised grip - for gripping, support and pulling oneself up - high-quality plastic surface and scratch-resistant powder coating - maximum product stiffness increases stability and gives the user a secure grip feeling - with flushing mechanism (model E) - right-hand version (seen from user's view) - blue button (wave symbol) used to trigger the toilet flushing mechanism (convex, tactile pressure point) - cable with bare wire ends for wall connection - including white cover for flush-mounted box - control voltage max. 30 V = SELV, PELV, switching current up to max. 2 A - suitable for all standard concealed cisterns with electrical control - can be folded easily up and down due to spring-loaded hinges - low-maintenance, permanently smooth and easy moving joint, preset in the factory - a defined stop prevents the hinged support rail from hitting the wall - projection 900 mm, 120 mm wide, wall plate 202 mm high - grip pad 58 mm wide, grip end piece 84 mm wide - Aluminium cantilever arm, powder-coated in the HEWI colours signal white, glossy with plastic grip pad in SD (signal white, matt) and GU (anthracite, matt) or anthracite cantilever arm, glossy with grip pad in TB (signal white, matt) and DR (anthracite, matt), with high-gloss chrome-plated design elements - toilet roll holder 802.50.01160 and backrest 802.51.90.. can be retrofitted - weight capacity up to 100 kg - easy mounting by separate installation of the mounting plate made of stainless steel, satin finish - concealed, non-corrosive and tested HEWI fixing material for different wall systems (must be ordered separately) - sealing tape for sealing the fixing points is included in the scope of supply - produced in accordance with CE- and UKCA-Regulation (EU) 2017/745 on medical devices - fulfils the ÖNORM B1600/1601 requirements Article no.: HEWI 802.50.44860 | https://catalog.hewi.com/en/p/8025044860 | https://catalog.hewi.com/storage/downloads/HEWI_802_50_44860_en.pdf
802.50.44960 | HEWI Hinged support rail Premium | Folding support rail Premium with radio button and WC flush actuation E version left of the LifeSystem series - stable, single-arm folding support handle - Non-slip, ergonomic grip pad with perfectly matched raised grip - for gripping, support and pulling oneself up - high-quality plastic surface and scratch-resistant powder coating - maximum product stiffness increases stability and gives the user a secure grip feeling - with flush release/function button (model E) - left-hand version (seen from user's view) - blue button (wave symbol) used to trigger the toilet flushing mechanism, yellow button (bell symbol) for triggering a freely definable function (the function button does not fulfil the requirements for an emergency call according to DIN VDE 0834-1) (convex, tactile pressure points) - cable with bare wire ends for wall connection - including white cover for flush-mounted box - control voltage max. 30 V = SELV, PELV, switching current up to max. 2 A - suitable for all standard concealed cisterns with electrical control - can be folded easily up and down due to spring-loaded hinges - low-maintenance, permanently smooth and easy moving joint, preset in the factory - a defined stop prevents the hinged support rail from hitting the wall - projection 700 mm, 120 mm wide, wall plate 202 mm high - grip pad 58 mm wide, grip end piece 84 mm wide - Aluminium cantilever arm, powder-coated in the HEWI colours signal white, glossy with plastic grip pad in SD (signal white, matt) and GU (anthracite, matt) or anthracite cantilever arm, glossy with grip pad in TB (signal white, matt) and DR (anthracite, matt), with high-gloss chrome-plated design elements - toilet roll holder 802.50.01160 and backrest 802.51.90.. can be retrofitted - weight capacity up to 100 kg - easy mounting by separate installation of the mounting plate made of stainless steel, satin finish - concealed, non-corrosive and tested HEWI fixing material for different wall systems (must be ordered separately) - sealing tape for sealing the fixing points is included in the scope of supply - produced in accordance with CE- and UKCA-Regulation (EU) 2017/745 on medical devices Article no.: HEWI 802.50.44960 | https://catalog.hewi.com/en/p/8025044960 | https://catalog.hewi.com/storage/downloads/HEWI_802_50_44960_en.pdf
802.50.45060 | HEWI Hinged support rail Premium | Folding support rail Premium with radio button and WC flush actuation E version left of the LifeSystem series - stable, single-arm folding support handle - Non-slip, ergonomic grip pad with perfectly matched raised grip - for gripping, support and pulling oneself up - high-quality plastic surface and scratch-resistant powder coating - maximum product stiffness increases stability and gives the user a secure grip feeling - with flush release/function button (model E) - left-hand version (seen from user's view) - blue button (wave symbol) used to trigger the toilet flushing mechanism, yellow button (bell symbol) for triggering a freely definable function (the function button does not fulfil the requirements for an emergency call according to DIN VDE 0834-1) (convex, tactile pressure points) - cable with bare wire ends for wall connection - including white cover for flush-mounted box - control voltage max. 30 V = SELV, PELV, switching current up to max. 2 A - suitable for all standard concealed cisterns with electrical control - can be folded easily up and down due to spring-loaded hinges - low-maintenance, permanently smooth and easy moving joint, preset in the factory - a defined stop prevents the hinged support rail from hitting the wall - projection 750 mm, 120 mm wide, wall plate 202 mm high - grip pad 58 mm wide, grip end piece 84 mm wide - Aluminium cantilever arm, powder-coated in the HEWI colours signal white, glossy with plastic grip pad in SD (signal white, matt) and GU (anthracite, matt) or anthracite cantilever arm, glossy with grip pad in TB (signal white, matt) and DR (anthracite, matt), with high-gloss chrome-plated design elements - toilet roll holder 802.50.01160 and backrest 802.51.90.. can be retrofitted - weight capacity up to 100 kg - easy mounting by separate installation of the mounting plate made of stainless steel, satin finish - concealed, non-corrosive and tested HEWI fixing material for different wall systems (must be ordered separately) - sealing tape for sealing the fixing points is included in the scope of supply - produced in accordance with CE- and UKCA-Regulation (EU) 2017/745 on medical devices - fulfils the requirements applicable in Belgium (CWATUPE, WVG Vlaanderen) regarding the projection of the hinged support rail at the toilet Article no.: HEWI 802.50.45060 | https://catalog.hewi.com/en/p/8025045060 | https://catalog.hewi.com/storage/downloads/HEWI_802_50_45060_en.pdf
802.50.45160 | HEWI Hinged support rail Premium | Folding support rail Premium with radio button and WC flush actuation E version left of the LifeSystem series - stable, single-arm folding support handle - Non-slip, ergonomic grip pad with perfectly matched raised grip - for gripping, support and pulling oneself up - high-quality plastic surface and scratch-resistant powder coating - maximum product stiffness increases stability and gives the user a secure grip feeling - with flush release/function button (model E) - left-hand version (seen from user's view) - blue button (wave symbol) used to trigger the toilet flushing mechanism, yellow button (bell symbol) for triggering a freely definable function (the function button does not fulfil the requirements for an emergency call according to DIN VDE 0834-1) (convex, tactile pressure points) - cable with bare wire ends for wall connection - including white cover for flush-mounted box - control voltage max. 30 V = SELV, PELV, switching current up to max. 2 A - suitable for all standard concealed cisterns with electrical control - can be folded easily up and down due to spring-loaded hinges - low-maintenance, permanently smooth and easy moving joint, preset in the factory - a defined stop prevents the hinged support rail from hitting the wall - projection 850 mm, 120 mm wide, wall plate 202 mm high - grip pad 58 mm wide, grip end piece 84 mm wide - Aluminium cantilever arm, powder-coated in the HEWI colours signal white, glossy with plastic grip pad in SD (signal white, matt) and GU (anthracite, matt) or anthracite cantilever arm, glossy with grip pad in TB (signal white, matt) and DR (anthracite, matt), with high-gloss chrome-plated design elements - toilet roll holder 802.50.01160 and backrest 802.51.90.. can be retrofitted - weight capacity up to 100 kg - easy mounting by separate installation of the mounting plate made of stainless steel, satin finish - concealed, non-corrosive and tested HEWI fixing material for different wall systems (must be ordered separately) - sealing tape for sealing the fixing points is included in the scope of supply - produced in accordance with CE- and UKCA-Regulation (EU) 2017/745 on medical devices - fulfils the DIN 18040, ÖNORM B1600/1601 and SIA 500 requirements Article no.: HEWI 802.50.45160 | https://catalog.hewi.com/en/p/8025045160 | https://catalog.hewi.com/storage/downloads/HEWI_802_50_45160_en.pdf
802.50.45260 | HEWI Hinged support rail Premium | Folding support rail Premium with radio button and WC flush actuation E version left of the LifeSystem series - stable, single-arm folding support handle - Non-slip, ergonomic grip pad with perfectly matched raised grip - for gripping, support and pulling oneself up - high-quality plastic surface and scratch-resistant powder coating - maximum product stiffness increases stability and gives the user a secure grip feeling - with flush release/function button (model E) - left-hand version (seen from user's view) - blue button (wave symbol) used to trigger the toilet flushing mechanism, yellow button (bell symbol) for triggering a freely definable function (the function button does not fulfil the requirements for an emergency call according to DIN VDE 0834-1) (convex, tactile pressure points) - cable with bare wire ends for wall connection - including white cover for flush-mounted box - control voltage max. 30 V = SELV, PELV, switching current up to max. 2 A - suitable for all standard concealed cisterns with electrical control - can be folded easily up and down due to spring-loaded hinges - low-maintenance, permanently smooth and easy moving joint, preset in the factory - a defined stop prevents the hinged support rail from hitting the wall - projection 900 mm, 120 mm wide, wall plate 202 mm high - grip pad 58 mm wide, grip end piece 84 mm wide - Aluminium cantilever arm, powder-coated in the HEWI colours signal white, glossy with plastic grip pad in SD (signal white, matt) and GU (anthracite, matt) or anthracite cantilever arm, glossy with grip pad in TB (signal white, matt) and DR (anthracite, matt), with high-gloss chrome-plated design elements - toilet roll holder 802.50.01160 and backrest 802.51.90.. can be retrofitted - weight capacity up to 100 kg - easy mounting by separate installation of the mounting plate made of stainless steel, satin finish - concealed, non-corrosive and tested HEWI fixing material for different wall systems (must be ordered separately) - sealing tape for sealing the fixing points is included in the scope of supply - produced in accordance with CE- and UKCA-Regulation (EU) 2017/745 on medical devices - fulfils the ÖNORM B1600/1601 requirements Article no.: HEWI 802.50.45260 | https://catalog.hewi.com/en/p/8025045260 | https://catalog.hewi.com/storage/downloads/HEWI_802_50_45260_en.pdf
802.50.45360 | HEWI Hinged support rail Premium | Folding support rail Premium with radio button and WC flush actuation E version right of the LifeSystem series - stable, single-arm folding support handle - Non-slip, ergonomic grip pad with perfectly matched raised grip - for gripping, support and pulling oneself up - high-quality plastic surface and scratch-resistant powder coating - maximum product stiffness increases stability and gives the user a secure grip feeling - with flush release/function button (model E) - right-hand version (seen from user's view) - blue button (wave symbol) used to trigger the toilet flushing mechanism, yellow button (bell symbol) for triggering a freely definable function (the function button does not fulfil the requirements for an emergency call according to DIN VDE 0834-1) (convex, tactile pressure points) - cable with bare wire ends for wall connection - including white cover for flush-mounted box - control voltage max. 30 V = SELV, PELV, switching current up to max. 2 A - suitable for all standard concealed cisterns with electrical control - can be folded easily up and down due to spring-loaded hinges - low-maintenance, permanently smooth and easy moving joint, preset in the factory - a defined stop prevents the hinged support rail from hitting the wall - projection 700 mm, 120 mm wide, wall plate 202 mm high - grip pad 58 mm wide, grip end piece 84 mm wide - Aluminium cantilever arm, powder-coated in the HEWI colours signal white, glossy with plastic grip pad in SD (signal white, matt) and GU (anthracite, matt) or anthracite cantilever arm, glossy with grip pad in TB (signal white, matt) and DR (anthracite, matt), with high-gloss chrome-plated design elements - toilet roll holder 802.50.01160 and backrest 802.51.90.. can be retrofitted - weight capacity up to 100 kg - easy mounting by separate installation of the mounting plate made of stainless steel, satin finish - concealed, non-corrosive and tested HEWI fixing material for different wall systems (must be ordered separately) - sealing tape for sealing the fixing points is included in the scope of supply - produced in accordance with CE- and UKCA-Regulation (EU) 2017/745 on medical devices Article no.: HEWI 802.50.45360 | https://catalog.hewi.com/en/p/8025045360 | https://catalog.hewi.com/storage/downloads/HEWI_802_50_45360_en.pdf
802.50.45460 | HEWI Hinged support rail Premium | Folding support rail Premium with radio button and WC flush actuation E version right of the LifeSystem series - stable, single-arm folding support handle - Non-slip, ergonomic grip pad with perfectly matched raised grip - for gripping, support and pulling oneself up - high-quality plastic surface and scratch-resistant powder coating - maximum product stiffness increases stability and gives the user a secure grip feeling - with flush release/function button (model E) - right-hand version (seen from user's view) - blue button (wave symbol) used to trigger the toilet flushing mechanism, yellow button (bell symbol) for triggering a freely definable function (the function button does not fulfil the requirements for an emergency call according to DIN VDE 0834-1) (convex, tactile pressure points) - cable with bare wire ends for wall connection - including white cover for flush-mounted box - control voltage max. 30 V = SELV, PELV, switching current up to max. 2 A - suitable for all standard concealed cisterns with electrical control - can be folded easily up and down due to spring-loaded hinges - low-maintenance, permanently smooth and easy moving joint, preset in the factory - a defined stop prevents the hinged support rail from hitting the wall - projection 750 mm, 120 mm wide, wall plate 202 mm high - grip pad 58 mm wide, grip end piece 84 mm wide - Aluminium cantilever arm, powder-coated in the HEWI colours signal white, glossy with plastic grip pad in SD (signal white, matt) and GU (anthracite, matt) or anthracite cantilever arm, glossy with grip pad in TB (signal white, matt) and DR (anthracite, matt), with high-gloss chrome-plated design elements - toilet roll holder 802.50.01160 and backrest 802.51.90.. can be retrofitted - weight capacity up to 100 kg - easy mounting by separate installation of the mounting plate made of stainless steel, satin finish - concealed, non-corrosive and tested HEWI fixing material for different wall systems (must be ordered separately) - sealing tape for sealing the fixing points is included in the scope of supply - produced in accordance with CE- and UKCA-Regulation (EU) 2017/745 on medical devices - fulfils the requirements applicable in Belgium (CWATUPE, WVG Vlaanderen) regarding the projection of the hinged support rail at the toilet Article no.: HEWI 802.50.45460 | https://catalog.hewi.com/en/p/8025045460 | https://catalog.hewi.com/storage/downloads/HEWI_802_50_45460_en.pdf
802.50.45560 | HEWI Hinged support rail Premium | Folding support rail Premium with radio button and WC flush actuation E version right of the LifeSystem series - stable, single-arm folding support handle - Non-slip, ergonomic grip pad with perfectly matched raised grip - for gripping, support and pulling oneself up - high-quality plastic surface and scratch-resistant powder coating - maximum product stiffness increases stability and gives the user a secure grip feeling - with flush release/function button (model E) - right-hand version (seen from user's view) - blue button (wave symbol) used to trigger the toilet flushing mechanism, yellow button (bell symbol) for triggering a freely definable function (the function button does not fulfil the requirements for an emergency call according to DIN VDE 0834-1) (convex, tactile pressure points) - cable with bare wire ends for wall connection - including white cover for flush-mounted box - control voltage max. 30 V = SELV, PELV, switching current up to max. 2 A - suitable for all standard concealed cisterns with electrical control - can be folded easily up and down due to spring-loaded hinges - low-maintenance, permanently smooth and easy moving joint, preset in the factory - a defined stop prevents the hinged support rail from hitting the wall - projection 850 mm, 120 mm wide, wall plate 202 mm high - grip pad 58 mm wide, grip end piece 84 mm wide - Aluminium cantilever arm, powder-coated in the HEWI colours signal white, glossy with plastic grip pad in SD (signal white, matt) and GU (anthracite, matt) or anthracite cantilever arm, glossy with grip pad in TB (signal white, matt) and DR (anthracite, matt), with high-gloss chrome-plated design elements - toilet roll holder 802.50.01160 and backrest 802.51.90.. can be retrofitted - weight capacity up to 100 kg - easy mounting by separate installation of the mounting plate made of stainless steel, satin finish - concealed, non-corrosive and tested HEWI fixing material for different wall systems (must be ordered separately) - sealing tape for sealing the fixing points is included in the scope of supply - produced in accordance with CE- and UKCA-Regulation (EU) 2017/745 on medical devices - fulfils the DIN 18040, ÖNORM B1600/1601 and SIA 500 requirements Article no.: HEWI 802.50.45560 | https://catalog.hewi.com/en/p/8025045560 | https://catalog.hewi.com/storage/downloads/HEWI_802_50_45560_en.pdf
802.50.45660 | HEWI Hinged support rail Premium | Folding support rail Premium with radio button and WC flush actuation E version right of the LifeSystem series - stable, single-arm folding support handle - Non-slip, ergonomic grip pad with perfectly matched raised grip - for gripping, support and pulling oneself up - high-quality plastic surface and scratch-resistant powder coating - maximum product stiffness increases stability and gives the user a secure grip feeling - with flush release/function button (model E) - right-hand version (seen from user's view) - blue button (wave symbol) used to trigger the toilet flushing mechanism, yellow button (bell symbol) for triggering a freely definable function (the function button does not fulfil the requirements for an emergency call according to DIN VDE 0834-1) (convex, tactile pressure points) - cable with bare wire ends for wall connection - including white cover for flush-mounted box - control voltage max. 30 V = SELV, PELV, switching current up to max. 2 A - suitable for all standard concealed cisterns with electrical control - can be folded easily up and down due to spring-loaded hinges - low-maintenance, permanently smooth and easy moving joint, preset in the factory - a defined stop prevents the hinged support rail from hitting the wall - projection 900 mm, 120 mm wide, wall plate 202 mm high - grip pad 58 mm wide, grip end piece 84 mm wide - Aluminium cantilever arm, powder-coated in the HEWI colours signal white, glossy with plastic grip pad in SD (signal white, matt) and GU (anthracite, matt) or anthracite cantilever arm, glossy with grip pad in TB (signal white, matt) and DR (anthracite, matt), with high-gloss chrome-plated design elements - toilet roll holder 802.50.01160 and backrest 802.51.90.. can be retrofitted - weight capacity up to 100 kg - easy mounting by separate installation of the mounting plate made of stainless steel, satin finish - concealed, non-corrosive and tested HEWI fixing material for different wall systems (must be ordered separately) - sealing tape for sealing the fixing points is included in the scope of supply - produced in accordance with CE- and UKCA-Regulation (EU) 2017/745 on medical devices - fulfils the ÖNORM B1600/1601 requirements Article no.: HEWI 802.50.45660 | https://catalog.hewi.com/en/p/8025045660 | https://catalog.hewi.com/storage/downloads/HEWI_802_50_45660_en.pdf
802.50.45760 | HEWI Hinged support rail Premium | Range LifeSystem hinged support rail Premium with floor support - stable, single-arm folding support handle - Non-slip, ergonomic grip pad with perfectly matched raised grip - for gripping, support and pulling oneself up - high-quality plastic surface and scratch-resistant powder coating - maximum product stiffness increases stability and gives the user a secure grip feeling - with floor support made of high-quality stainless steel, satin finish surface - mounting height 760 mm (to fulfil the DIN 18040 height requirements) - Vertical length of the floor support 724 mm - Height adjustment within +/- 15 mm range possible - can be folded easily up and down due to spring-loaded hinges - low-maintenance, permanently smooth and easy moving joint, preset in the factory - a defined stop prevents the hinged support rail from hitting the wall - projection 700 mm, 120 mm wide, wall plate 202 mm high - grip pad 58 mm wide, grip end piece 84 mm wide - Aluminium cantilever arm, powder-coated in the HEWI colours signal white, glossy with plastic grip pad in SD (signal white, matt) and GU (anthracite, matt) or anthracite cantilever arm, glossy with grip pad in TB (signal white, matt) and DR (anthracite, matt), with high-gloss chrome-plated design elements - walking aid holder 802.50.01260, shelf 802.50.01360 and backrest 802.51.90.. can be retrofitted - weight capacity up to 100 kg - for mobile use - quick assembly by simply hooking the folding support handle onto a separately installed mounting plate made of stainless steel, satin finish - concealed, non-corrosive and tested HEWI fixing material for different wall systems (must be ordered separately) - sealing tape for sealing the fixing points is included in the scope of supply - produced in accordance with CE- and UKCA-Regulation (EU) 2017/745 on medical devices Article no.: HEWI 802.50.45760 | https://catalog.hewi.com/en/p/8025045760 | https://catalog.hewi.com/storage/downloads/HEWI_802_50_45760_en.pdf
802.50.45860 | HEWI Hinged support rail Premium | Range LifeSystem hinged support rail Premium with floor support - stable, single-arm folding support handle - Non-slip, ergonomic grip pad with perfectly matched raised grip - for gripping, support and pulling oneself up - high-quality plastic surface and scratch-resistant powder coating - maximum product stiffness increases stability and gives the user a secure grip feeling - with floor support made of high-quality stainless steel, satin finish surface - mounting height 760 mm (to fulfil the DIN 18040 height requirements) - Vertical length of the floor support 724 mm - Height adjustment within +/- 15 mm range possible - can be folded easily up and down due to spring-loaded hinges - low-maintenance, permanently smooth and easy moving joint, preset in the factory - a defined stop prevents the hinged support rail from hitting the wall - projection 750 mm, 120 mm wide, wall plate 202 mm high - grip pad 58 mm wide, grip end piece 84 mm wide - Aluminium cantilever arm, powder-coated in the HEWI colours signal white, glossy with plastic grip pad in SD (signal white, matt) and GU (anthracite, matt) or anthracite cantilever arm, glossy with grip pad in TB (signal white, matt) and DR (anthracite, matt), with high-gloss chrome-plated design elements - walking aid holder 802.50.01260, shelf 802.50.01360 and backrest 802.51.90.. can be retrofitted - weight capacity up to 100 kg - for mobile use - quick assembly by simply hooking the folding support handle onto a separately installed mounting plate made of stainless steel, satin finish - concealed, non-corrosive and tested HEWI fixing material for different wall systems (must be ordered separately) - sealing tape for sealing the fixing points is included in the scope of supply - produced in accordance with CE- and UKCA-Regulation (EU) 2017/745 on medical devices - fulfils the requirements applicable in Belgium (CWATUPE, WVG Vlaanderen) regarding the projection of the hinged support rail at the toilet Article no.: HEWI 802.50.45860 | https://catalog.hewi.com/en/p/8025045860 | https://catalog.hewi.com/storage/downloads/HEWI_802_50_45860_en.pdf
802.50.45960 | HEWI Hinged support rail Premium | Range LifeSystem hinged support rail Premium with floor support - stable, single-arm folding support handle - Non-slip, ergonomic grip pad with perfectly matched raised grip - for gripping, support and pulling oneself up - high-quality plastic surface and scratch-resistant powder coating - maximum product stiffness increases stability and gives the user a secure grip feeling - with floor support made of high-quality stainless steel, satin finish surface - mounting height 760 mm (to fulfil the DIN 18040 height requirements) - Vertical length of the floor support 724 mm - Height adjustment within +/- 15 mm range possible - can be folded easily up and down due to spring-loaded hinges - low-maintenance, permanently smooth and easy moving joint, preset in the factory - a defined stop prevents the hinged support rail from hitting the wall - projection 850 mm, 120 mm wide, wall plate 202 mm high - grip pad 58 mm wide, grip end piece 84 mm wide - Aluminium cantilever arm, powder-coated in the HEWI colours signal white, glossy with plastic grip pad in SD (signal white, matt) and GU (anthracite, matt) or anthracite cantilever arm, glossy with grip pad in TB (signal white, matt) and DR (anthracite, matt), with high-gloss chrome-plated design elements - walking aid holder 802.50.01260, shelf 802.50.01360 and backrest 802.51.90.. can be retrofitted - weight capacity up to 100 kg - for mobile use - quick assembly by simply hooking the folding support handle onto a separately installed mounting plate made of stainless steel, satin finish - concealed, non-corrosive and tested HEWI fixing material for different wall systems (must be ordered separately) - sealing tape for sealing the fixing points is included in the scope of supply - produced in accordance with CE- and UKCA-Regulation (EU) 2017/745 on medical devices - fulfils the DIN 18040, ÖNORM B1600/1601 and SIA 500 requirements Article no.: HEWI 802.50.45960 | https://catalog.hewi.com/en/p/8025045960 | https://catalog.hewi.com/storage/downloads/HEWI_802_50_45960_en.pdf
802.50.46060 | HEWI Hinged support rail Premium | Range LifeSystem hinged support rail Premium with floor support - stable, single-arm folding support handle - Non-slip, ergonomic grip pad with perfectly matched raised grip - for gripping, support and pulling oneself up - high-quality plastic surface and scratch-resistant powder coating - maximum product stiffness increases stability and gives the user a secure grip feeling - with floor support made of high-quality stainless steel, satin finish surface - mounting height 760 mm (to fulfil the DIN 18040 height requirements) - Vertical length of the floor support 724 mm - Height adjustment within +/- 15 mm range possible - can be folded easily up and down due to spring-loaded hinges - low-maintenance, permanently smooth and easy moving joint, preset in the factory - a defined stop prevents the hinged support rail from hitting the wall - projection 900 mm, 120 mm wide, wall plate 202 mm high - grip pad 58 mm wide, grip end piece 84 mm wide - Aluminium cantilever arm, powder-coated in the HEWI colours signal white, glossy with plastic grip pad in SD (signal white, matt) and GU (anthracite, matt) or anthracite cantilever arm, glossy with grip pad in TB (signal white, matt) and DR (anthracite, matt), with high-gloss chrome-plated design elements - walking aid holder 802.50.01260, shelf 802.50.01360 and backrest 802.51.90.. can be retrofitted - weight capacity up to 100 kg - for mobile use - quick assembly by simply hooking the folding support handle onto a separately installed mounting plate made of stainless steel, satin finish - concealed, non-corrosive and tested HEWI fixing material for different wall systems (must be ordered separately) - sealing tape for sealing the fixing points is included in the scope of supply - produced in accordance with CE- and UKCA-Regulation (EU) 2017/745 on medical devices - fulfils the ÖNORM B1600/1601 requirements Article no.: HEWI 802.50.46060 | https://catalog.hewi.com/en/p/8025046060 | https://catalog.hewi.com/storage/downloads/HEWI_802_50_46060_en.pdf
802.50.46160 | HEWI Hinged support rail Basic | Swing-up grab bar Basic with E left-hand version function button of the LifeSystem range - Stable, single-arm swing-up grab bar - Non-slip and ergonomic grip pad - For gripping, support and pulling up - High-quality plastic surface and scratch-resistant powder coating - Maximum product stiffness increases stability and gives the user a secure grip feeling - With function button (model E) - Left-hand version (seen from user's view) - Yellow button (bell symbol) for triggering a freely definable function (the function button does not meet the requirements for an emergency call according to DIN VDE 0834-1) (convex tactile push point) - Cable with bare wire ends for wall connection - Includes white cover for flush-mounted box - Control voltage max. 30 V = SELV, PELV, switching current up to max. 2 A - Suitable for all standard concealed cisterns with electrical control - Easy fold-up and fold-down due to spring-loaded hinges - Low-maintenance, permanently smooth and easy moving joint, preset in the factory - A defined stop prevents the swing-up grab bar from hitting the wall - Projection 700 mm, 120 mm wide, wall plate 202 mm high - Grip pad 58 mm wide - Aluminium cantilever arm, powder coated in the HEWI colours signal white, glossy with grip pad made of synthetic material in SD (signal white, matt) and GU (anthracite, matt) or anthracite cantilever arm, glossy with grip pad in TB (signal white, matt) and DR (anthracite, matt), with high-gloss chrome design elements - Toilet roll holder 802.50.01160 and backrest 802.51.90.. can be retrofitted - Weight capacity up to 100 kg - Easy mounting by separate installation of the mounting plate made of stainless steel, satin finished - concealed, non-corrosive and tested HEWI fixing material for different wall systems (must be ordered separately) - sealing tape for sealing the fixing points is included in the scope of supply - produced in accordance with CE- and UKCA-Regulation (EU) 2017/745 on medical devices Article no.: HEWI 802.50.46160 | https://catalog.hewi.com/en/p/8025046160 | https://catalog.hewi.com/storage/downloads/HEWI_802_50_46160_en.pdf
802.50.46260 | HEWI Hinged support rail Basic | Swing-up grab bar Basic with E left-hand version function button of the LifeSystem range - Stable, single-arm swing-up grab bar - Non-slip and ergonomic grip pad - For gripping, support and pulling up - High-quality plastic surface and scratch-resistant powder coating - Maximum product stiffness increases stability and gives the user a secure grip feeling - With function button (model E) - Left-hand version (seen from user's view) - Yellow button (bell symbol) for triggering a freely definable function (the function button does not meet the requirements for an emergency call according to DIN VDE 0834-1) (convex tactile push point) - Cable with bare wire ends for wall connection - Includes white cover for flush-mounted box - Control voltage max. 30 V = SELV, PELV, switching current up to max. 2 A - Suitable for all standard concealed cisterns with electrical control - Easy fold-up and fold-down due to spring-loaded hinges - Low-maintenance, permanently smooth and easy moving joint, preset in the factory - A defined stop prevents the swing-up grab bar from hitting the wall - Projection 750 mm, 120 mm wide, wall plate 202 mm high - Grip pad 58 mm wide - Aluminium cantilever arm, powder coated in the HEWI colours signal white, glossy with grip pad made of synthetic material in SD (signal white, matt) and GU (anthracite, matt) or anthracite cantilever arm, glossy with grip pad in TB (signal white, matt) and DR (anthracite, matt), with high-gloss chrome design elements - Toilet roll holder 802.50.01160 and backrest 802.51.90.. can be retrofitted - Weight capacity up to 100 kg - Easy mounting by separate installation of the mounting plate made of stainless steel, satin finished - concealed, non-corrosive and tested HEWI fixing material for different wall systems (must be ordered separately) - sealing tape for sealing the fixing points is included in the scope of supply - produced in accordance with CE- and UKCA-Regulation (EU) 2017/745 on medical devices - Fulfils the requirements applicable in Belgium (CWATUPE, WVG Vlaanderen) regarding the projection of the swing-up grab bar by the toilet Article no.: HEWI 802.50.46260 | https://catalog.hewi.com/en/p/8025046260 | https://catalog.hewi.com/storage/downloads/HEWI_802_50_46260_en.pdf
802.50.46360 | HEWI Hinged support rail Basic | Swing-up grab bar Basic with E left-hand version function button of the LifeSystem range - Stable, single-arm swing-up grab bar - Non-slip and ergonomic grip pad - For gripping, support and pulling up - High-quality plastic surface and scratch-resistant powder coating - Maximum product stiffness increases stability and gives the user a secure grip feeling - With function button (model E) - Left-hand version (seen from user's view) - Yellow button (bell symbol) for triggering a freely definable function (the function button does not meet the requirements for an emergency call according to DIN VDE 0834-1) (convex tactile push point) - Cable with bare wire ends for wall connection - Includes white cover for flush-mounted box - Control voltage max. 30 V = SELV, PELV, switching current up to max. 2 A - Suitable for all standard concealed cisterns with electrical control - Easy fold-up and fold-down due to spring-loaded hinges - Low-maintenance, permanently smooth and easy moving joint, preset in the factory - A defined stop prevents the swing-up grab bar from hitting the wall - Projection 850 mm, 120 mm wide, wall plate 202 mm high - Grip pad 58 mm wide - Aluminium cantilever arm, powder coated in the HEWI colours signal white, glossy with grip pad made of synthetic material in SD (signal white, matt) and GU (anthracite, matt) or anthracite cantilever arm, glossy with grip pad in TB (signal white, matt) and DR (anthracite, matt), with high-gloss chrome design elements - Toilet roll holder 802.50.01160 and backrest 802.51.90.. can be retrofitted - Weight capacity up to 100 kg - Easy mounting by separate installation of the mounting plate made of stainless steel, satin finished - concealed, non-corrosive and tested HEWI fixing material for different wall systems (must be ordered separately) - sealing tape for sealing the fixing points is included in the scope of supply - produced in accordance with CE- and UKCA-Regulation (EU) 2017/745 on medical devices - Fulfils the requirements of DIN 18040, ÖNORM B1600/1601 and SIA 500 Article no.: HEWI 802.50.46360 | https://catalog.hewi.com/en/p/8025046360 | https://catalog.hewi.com/storage/downloads/HEWI_802_50_46360_en.pdf
802.50.46460 | HEWI Hinged support rail Basic | Swing-up grab bar Basic with E left-hand version function button of the LifeSystem range - Stable, single-arm swing-up grab bar - Non-slip and ergonomic grip pad - For gripping, support and pulling up - High-quality plastic surface and scratch-resistant powder coating - Maximum product stiffness increases stability and gives the user a secure grip feeling - With function button (model E) - Left-hand version (seen from user's view) - Yellow button (bell symbol) for triggering a freely definable function (the function button does not meet the requirements for an emergency call according to DIN VDE 0834-1) (convex tactile push point) - Cable with bare wire ends for wall connection - Includes white cover for flush-mounted box - Control voltage max. 30 V = SELV, PELV, switching current up to max. 2 A - Suitable for all standard concealed cisterns with electrical control - Easy fold-up and fold-down due to spring-loaded hinges - Low-maintenance, permanently smooth and easy moving joint, preset in the factory - A defined stop prevents the swing-up grab bar from hitting the wall - Projection 900 mm, 120 mm wide, wall plate 202 mm high - Grip pad 58 mm wide - Aluminium cantilever arm, powder coated in the HEWI colours signal white, glossy with grip pad made of synthetic material in SD (signal white, matt) and GU (anthracite, matt) or anthracite cantilever arm, glossy with grip pad in TB (signal white, matt) and DR (anthracite, matt), with high-gloss chrome design elements - Toilet roll holder 802.50.01160 and backrest 802.51.90.. can be retrofitted - Weight capacity up to 100 kg - Easy mounting by separate installation of the mounting plate made of stainless steel, satin finished - concealed, non-corrosive and tested HEWI fixing material for different wall systems (must be ordered separately) - sealing tape for sealing the fixing points is included in the scope of supply - produced in accordance with CE- and UKCA-Regulation (EU) 2017/745 on medical devices - Fulfils the requirements of ÖNORM B1600/1601 Article no.: HEWI 802.50.46460 | https://catalog.hewi.com/en/p/8025046460 | https://catalog.hewi.com/storage/downloads/HEWI_802_50_46460_en.pdf
802.50.46560 | HEWI Hinged support rail Basic | Swing-up grab bar Basic with E right-hand version function button of the LifeSystem range - Stable, single-arm swing-up grab bar - Non-slip and ergonomic grip pad - For gripping, support and pulling up - High-quality plastic surface and scratch-resistant powder coating - Maximum product stiffness increases stability and gives the user a secure grip feeling - With function button (model E) - right-hand version (seen from user's view) - Yellow button (bell symbol) for triggering a freely definable function (the function button does not meet the requirements for an emergency call according to DIN VDE 0834-1) (convex tactile push point) - Cable with bare wire ends for wall connection - Includes white cover for flush-mounted box - Control voltage max. 30 V = SELV, PELV, switching current up to max. 2 A - Suitable for all standard concealed cisterns with electrical control - Easy fold-up and fold-down due to spring-loaded hinges - Low-maintenance, permanently smooth and easy moving joint, preset in the factory - A defined stop prevents the swing-up grab bar from hitting the wall - Projection 700 mm, 120 mm wide, wall plate 202 mm high - Grip pad 58 mm wide - Aluminium cantilever arm, powder coated in the HEWI colours signal white, glossy with grip pad made of synthetic material in SD (signal white, matt) and GU (anthracite, matt) or anthracite cantilever arm, glossy with grip pad in TB (signal white, matt) and DR (anthracite, matt), with high-gloss chrome design elements - Toilet roll holder 802.50.01160 and backrest 802.51.90.. can be retrofitted - Weight capacity up to 100 kg - Easy mounting by separate installation of the mounting plate made of stainless steel, satin finished - concealed, non-corrosive and tested HEWI fixing material for different wall systems (must be ordered separately) - sealing tape for sealing the fixing points is included in the scope of supply - produced in accordance with CE- and UKCA-Regulation (EU) 2017/745 on medical devices Article no.: HEWI 802.50.46560 | https://catalog.hewi.com/en/p/8025046560 | https://catalog.hewi.com/storage/downloads/HEWI_802_50_46560_en.pdf
802.50.46660 | HEWI Hinged support rail Basic | Swing-up grab bar Basic with E right-hand version function button of the LifeSystem range - Stable, single-arm swing-up grab bar - Non-slip and ergonomic grip pad - For gripping, support and pulling up - High-quality plastic surface and scratch-resistant powder coating - Maximum product stiffness increases stability and gives the user a secure grip feeling - With function button (model E) - right-hand version (seen from user's view) - Yellow button (bell symbol) for triggering a freely definable function (the function button does not meet the requirements for an emergency call according to DIN VDE 0834-1) (convex tactile push point) - Cable with bare wire ends for wall connection - Includes white cover for flush-mounted box - Control voltage max. 30 V = SELV, PELV, switching current up to max. 2 A - Suitable for all standard concealed cisterns with electrical control - Easy fold-up and fold-down due to spring-loaded hinges - Low-maintenance, permanently smooth and easy moving joint, preset in the factory - A defined stop prevents the swing-up grab bar from hitting the wall - Projection 750 mm, 120 mm wide, wall plate 202 mm high - Grip pad 58 mm wide - Aluminium cantilever arm, powder coated in the HEWI colours signal white, glossy with grip pad made of synthetic material in SD (signal white, matt) and GU (anthracite, matt) or anthracite cantilever arm, glossy with grip pad in TB (signal white, matt) and DR (anthracite, matt), with high-gloss chrome design elements - Toilet roll holder 802.50.01160 and backrest 802.51.90.. can be retrofitted - Weight capacity up to 100 kg - Easy mounting by separate installation of the mounting plate made of stainless steel, satin finished - concealed, non-corrosive and tested HEWI fixing material for different wall systems (must be ordered separately) - sealing tape for sealing the fixing points is included in the scope of supply - produced in accordance with CE- and UKCA-Regulation (EU) 2017/745 on medical devices - Fulfils the requirements applicable in Belgium (CWATUPE, WVG Vlaanderen) regarding the projection of the swing-up grab bar by the toilet Article no.: HEWI 802.50.46660 | https://catalog.hewi.com/en/p/8025046660 | https://catalog.hewi.com/storage/downloads/HEWI_802_50_46660_en.pdf
802.50.46760 | HEWI Hinged support rail Basic | Swing-up grab bar Basic with E right-hand version function button of the LifeSystem range - Stable, single-arm swing-up grab bar - Non-slip and ergonomic grip pad - For gripping, support and pulling up - High-quality plastic surface and scratch-resistant powder coating - Maximum product stiffness increases stability and gives the user a secure grip feeling - With function button (model E) - right-hand version (seen from user's view) - Yellow button (bell symbol) for triggering a freely definable function (the function button does not meet the requirements for an emergency call according to DIN VDE 0834-1) (convex tactile push point) - Cable with bare wire ends for wall connection - Includes white cover for flush-mounted box - Control voltage max. 30 V = SELV, PELV, switching current up to max. 2 A - Suitable for all standard concealed cisterns with electrical control - Easy fold-up and fold-down due to spring-loaded hinges - Low-maintenance, permanently smooth and easy moving joint, preset in the factory - A defined stop prevents the swing-up grab bar from hitting the wall - Projection 850 mm, 120 mm wide, wall plate 202 mm high - Grip pad 58 mm wide - Aluminium cantilever arm, powder coated in the HEWI colours signal white, glossy with grip pad made of synthetic material in SD (signal white, matt) and GU (anthracite, matt) or anthracite cantilever arm, glossy with grip pad in TB (signal white, matt) and DR (anthracite, matt), with high-gloss chrome design elements - Toilet roll holder 802.50.01160 and backrest 802.51.90.. can be retrofitted - Weight capacity up to 100 kg - Easy mounting by separate installation of the mounting plate made of stainless steel, satin finished - concealed, non-corrosive and tested HEWI fixing material for different wall systems (must be ordered separately) - sealing tape for sealing the fixing points is included in the scope of supply - produced in accordance with CE- and UKCA-Regulation (EU) 2017/745 on medical devices - Fulfils the requirements of DIN 18040, ÖNORM B1600/1601 and SIA 500 Article no.: HEWI 802.50.46760 | https://catalog.hewi.com/en/p/8025046760 | https://catalog.hewi.com/storage/downloads/HEWI_802_50_46760_en.pdf
802.50.46860 | HEWI Hinged support rail Basic | Swing-up grab bar Basic with E right-hand version function button of the LifeSystem range - Stable, single-arm swing-up grab bar - Non-slip and ergonomic grip pad - For gripping, support and pulling up - High-quality plastic surface and scratch-resistant powder coating - Maximum product stiffness increases stability and gives the user a secure grip feeling - With function button (model E) - right-hand version (seen from user's view) - Yellow button (bell symbol) for triggering a freely definable function (the function button does not meet the requirements for an emergency call according to DIN VDE 0834-1) (convex tactile push point) - Cable with bare wire ends for wall connection - Includes white cover for flush-mounted box - Control voltage max. 30 V = SELV, PELV, switching current up to max. 2 A - Suitable for all standard concealed cisterns with electrical control - Easy fold-up and fold-down due to spring-loaded hinges - Low-maintenance, permanently smooth and easy moving joint, preset in the factory - A defined stop prevents the swing-up grab bar from hitting the wall - Projection 900 mm, 120 mm wide, wall plate 202 mm high - Grip pad 58 mm wide - Aluminium cantilever arm, powder coated in the HEWI colours signal white, glossy with grip pad made of synthetic material in SD (signal white, matt) and GU (anthracite, matt) or anthracite cantilever arm, glossy with grip pad in TB (signal white, matt) and DR (anthracite, matt), with high-gloss chrome design elements - Toilet roll holder 802.50.01160 and backrest 802.51.90.. can be retrofitted - Weight capacity up to 100 kg - Easy mounting by separate installation of the mounting plate made of stainless steel, satin finished - concealed, non-corrosive and tested HEWI fixing material for different wall systems (must be ordered separately) - sealing tape for sealing the fixing points is included in the scope of supply - produced in accordance with CE- and UKCA-Regulation (EU) 2017/745 on medical devices - Fulfils the requirements of ÖNORM B1600/1601 Article no.: HEWI 802.50.46860 | https://catalog.hewi.com/en/p/8025046860 | https://catalog.hewi.com/storage/downloads/HEWI_802_50_46860_en.pdf
802.50.46960 | HEWI Hinged support rail Premium | Swing-up grab bar Premium with E left-hand version function button of the LifeSystem range - Stable, single-arm swing-up grab bar - Non-slip, ergonomic grip pad with perfectly matched raised grip end piece - For gripping, support and pulling up - High-quality plastic surface and scratch-resistant powder coating - Maximum product stiffness increases stability and gives the user a secure grip feeling - With function button (model E) - Left-hand version (seen from user's view) - Yellow button (bell symbol) for triggering a freely definable function (the function button does not meet the requirements for an emergency call according to DIN VDE 0834-1) (convex tactile push point) - Cable with bare wire ends for wall connection - Includes white cover for flush-mounted box - Control voltage max. 30 V = SELV, PELV, switching current up to max. 2 A - Suitable for all standard concealed cisterns with electrical control - Easy fold-up and fold-down due to spring-loaded hinges - Low-maintenance, permanently smooth and easy moving joint, preset in the factory - A defined stop prevents the swing-up grab bar from hitting the wall - Projection 700 mm, 120 mm wide, wall plate 202 mm high - Grip pad 58 mm wide, grip end piece 84 mm wide - Aluminium cantilever arm, powder coated in the HEWI colours signal white, glossy with grip pad made of synthetic material in SD (signal white, matt) and GU (anthracite, matt) or anthracite cantilever arm, glossy with grip pad in TB (signal white, matt) and DR (anthracite, matt), with high-gloss chrome design elements - Toilet roll holder 802.50.01160 and backrest 802.51.90.. can be retrofitted - Weight capacity up to 100 kg - Easy mounting by separate installation of the mounting plate made of stainless steel, satin finished - concealed, non-corrosive and tested HEWI fixing material for different wall systems (must be ordered separately) - sealing tape for sealing the fixing points is included in the scope of supply - produced in accordance with CE- and UKCA-Regulation (EU) 2017/745 on medical devices Article no.: HEWI 802.50.46960 | https://catalog.hewi.com/en/p/8025046960 | https://catalog.hewi.com/storage/downloads/HEWI_802_50_46960_en.pdf
802.50.47060 | HEWI Hinged support rail Premium | Swing-up grab bar Premium with E left-hand version function button of the LifeSystem range - Stable, single-arm swing-up grab bar - Non-slip, ergonomic grip pad with perfectly matched raised grip end piece - For gripping, support and pulling up - High-quality plastic surface and scratch-resistant powder coating - Maximum product stiffness increases stability and gives the user a secure grip feeling - With function button (model E) - Left-hand version (seen from user's view) - Yellow button (bell symbol) for triggering a freely definable function (the function button does not meet the requirements for an emergency call according to DIN VDE 0834-1) (convex tactile push point) - Cable with bare wire ends for wall connection - Includes white cover for flush-mounted box - Control voltage max. 30 V = SELV, PELV, switching current up to max. 2 A - Suitable for all standard concealed cisterns with electrical control - Easy fold-up and fold-down due to spring-loaded hinges - Low-maintenance, permanently smooth and easy moving joint, preset in the factory - A defined stop prevents the swing-up grab bar from hitting the wall - Projection 750 mm, 120 mm wide, wall plate 202 mm high - Grip pad 58 mm wide, grip end piece 84 mm wide - Aluminium cantilever arm, powder coated in the HEWI colours signal white, glossy with grip pad made of synthetic material in SD (signal white, matt) and GU (anthracite, matt) or anthracite cantilever arm, glossy with grip pad in TB (signal white, matt) and DR (anthracite, matt), with high-gloss chrome design elements - Toilet roll holder 802.50.01160 and backrest 802.51.90.. can be retrofitted - Weight capacity up to 100 kg - Easy mounting by separate installation of the mounting plate made of stainless steel, satin finished - concealed, non-corrosive and tested HEWI fixing material for different wall systems (must be ordered separately) - sealing tape for sealing the fixing points is included in the scope of supply - produced in accordance with CE- and UKCA-Regulation (EU) 2017/745 on medical devices - Fulfils the requirements applicable in Belgium (CWATUPE, WVG Vlaanderen) regarding the projection of the swing-up grab bar by the toilet Article no.: HEWI 802.50.47060 | https://catalog.hewi.com/en/p/8025047060 | https://catalog.hewi.com/storage/downloads/HEWI_802_50_47060_en.pdf
802.50.47160 | HEWI Hinged support rail Premium | Swing-up grab bar Premium with E left-hand version function button of the LifeSystem range - Stable, single-arm swing-up grab bar - Non-slip, ergonomic grip pad with perfectly matched raised grip end piece - For gripping, support and pulling up - High-quality plastic surface and scratch-resistant powder coating - Maximum product stiffness increases stability and gives the user a secure grip feeling - With function button (model E) - Left-hand version (seen from user's view) - Yellow button (bell symbol) for triggering a freely definable function (the function button does not meet the requirements for an emergency call according to DIN VDE 0834-1) (convex tactile push point) - Cable with bare wire ends for wall connection - Includes white cover for flush-mounted box - Control voltage max. 30 V = SELV, PELV, switching current up to max. 2 A - Suitable for all standard concealed cisterns with electrical control - Easy fold-up and fold-down due to spring-loaded hinges - Low-maintenance, permanently smooth and easy moving joint, preset in the factory - A defined stop prevents the swing-up grab bar from hitting the wall - Projection 850 mm, 120 mm wide, wall plate 202 mm high - Grip pad 58 mm wide, grip end piece 84 mm wide - Aluminium cantilever arm, powder coated in the HEWI colours signal white, glossy with grip pad made of synthetic material in SD (signal white, matt) and GU (anthracite, matt) or anthracite cantilever arm, glossy with grip pad in TB (signal white, matt) and DR (anthracite, matt), with high-gloss chrome design elements - Toilet roll holder 802.50.01160 and backrest 802.51.90.. can be retrofitted - Weight capacity up to 100 kg - Easy mounting by separate installation of the mounting plate made of stainless steel, satin finished - concealed, non-corrosive and tested HEWI fixing material for different wall systems (must be ordered separately) - sealing tape for sealing the fixing points is included in the scope of supply - produced in accordance with CE- and UKCA-Regulation (EU) 2017/745 on medical devices - Fulfils the requirements of DIN 18040, ÖNORM B1600/1601 and SIA 500 Article no.: HEWI 802.50.47160 | https://catalog.hewi.com/en/p/8025047160 | https://catalog.hewi.com/storage/downloads/HEWI_802_50_47160_en.pdf
802.50.47260 | HEWI Hinged support rail Premium | Swing-up grab bar Premium with E left-hand version function button of the LifeSystem range - Stable, single-arm swing-up grab bar - Non-slip, ergonomic grip pad with perfectly matched raised grip end piece - For gripping, support and pulling up - High-quality plastic surface and scratch-resistant powder coating - Maximum product stiffness increases stability and gives the user a secure grip feeling - With function button (model E) - Left-hand version (seen from user's view) - Yellow button (bell symbol) for triggering a freely definable function (the function button does not meet the requirements for an emergency call according to DIN VDE 0834-1) (convex tactile push point) - Cable with bare wire ends for wall connection - Includes white cover for flush-mounted box - Control voltage max. 30 V = SELV, PELV, switching current up to max. 2 A - Suitable for all standard concealed cisterns with electrical control - Easy fold-up and fold-down due to spring-loaded hinges - Low-maintenance, permanently smooth and easy moving joint, preset in the factory - A defined stop prevents the swing-up grab bar from hitting the wall - Projection 900 mm, 120 mm wide, wall plate 202 mm high - Grip pad 58 mm wide, grip end piece 84 mm wide - Aluminium cantilever arm, powder coated in the HEWI colours signal white, glossy with grip pad made of synthetic material in SD (signal white, matt) and GU (anthracite, matt) or anthracite cantilever arm, glossy with grip pad in TB (signal white, matt) and DR (anthracite, matt), with high-gloss chrome design elements - Toilet roll holder 802.50.01160 and backrest 802.51.90.. can be retrofitted - Weight capacity up to 100 kg - Easy mounting by separate installation of the mounting plate made of stainless steel, satin finished - concealed, non-corrosive and tested HEWI fixing material for different wall systems (must be ordered separately) - sealing tape for sealing the fixing points is included in the scope of supply - produced in accordance with CE- and UKCA-Regulation (EU) 2017/745 on medical devices - Fulfils the requirements of ÖNORM B1600/1601 Article no.: HEWI 802.50.47260 | https://catalog.hewi.com/en/p/8025047260 | https://catalog.hewi.com/storage/downloads/HEWI_802_50_47260_en.pdf
802.50.47360 | HEWI Hinged support rail Premium | Swing-up grab bar Premium with E right-hand version function button of the LifeSystem range - Stable, single-arm swing-up grab bar - Non-slip, ergonomic grip pad with perfectly matched raised grip end piece - For gripping, support and pulling up - High-quality plastic surface and scratch-resistant powder coating - Maximum product stiffness increases stability and gives the user a secure grip feeling - With function button (model E) - right-hand version (seen from user's view) - Yellow button (bell symbol) for triggering a freely definable function (the function button does not meet the requirements for an emergency call according to DIN VDE 0834-1) (convex tactile push point) - Cable with bare wire ends for wall connection - Includes white cover for flush-mounted box - Control voltage max. 30 V = SELV, PELV, switching current up to max. 2 A - Suitable for all standard concealed cisterns with electrical control - Easy fold-up and fold-down due to spring-loaded hinges - Low-maintenance, permanently smooth and easy moving joint, preset in the factory - A defined stop prevents the swing-up grab bar from hitting the wall - Projection 700 mm, 120 mm wide, wall plate 202 mm high - Grip pad 58 mm wide, grip end piece 84 mm wide - Aluminium cantilever arm, powder coated in the HEWI colours signal white, glossy with grip pad made of synthetic material in SD (signal white, matt) and GU (anthracite, matt) or anthracite cantilever arm, glossy with grip pad in TB (signal white, matt) and DR (anthracite, matt), with high-gloss chrome design elements - Toilet roll holder 802.50.01160 and backrest 802.51.90.. can be retrofitted - Weight capacity up to 100 kg - Easy mounting by separate installation of the mounting plate made of stainless steel, satin finished - concealed, non-corrosive and tested HEWI fixing material for different wall systems (must be ordered separately) - sealing tape for sealing the fixing points is included in the scope of supply - produced in accordance with CE- and UKCA-Regulation (EU) 2017/745 on medical devices Article no.: HEWI 802.50.47360 | https://catalog.hewi.com/en/p/8025047360 | https://catalog.hewi.com/storage/downloads/HEWI_802_50_47360_en.pdf
802.50.47460 | HEWI Hinged support rail Premium | Swing-up grab bar Premium with E right-hand version function button of the LifeSystem range - Stable, single-arm swing-up grab bar - Non-slip, ergonomic grip pad with perfectly matched raised grip end piece - For gripping, support and pulling up - High-quality plastic surface and scratch-resistant powder coating - Maximum product stiffness increases stability and gives the user a secure grip feeling - With function button (model E) - right-hand version (seen from user's view) - Yellow button (bell symbol) for triggering a freely definable function (the function button does not meet the requirements for an emergency call according to DIN VDE 0834-1) (convex tactile push point) - Cable with bare wire ends for wall connection - Includes white cover for flush-mounted box - Control voltage max. 30 V = SELV, PELV, switching current up to max. 2 A - Suitable for all standard concealed cisterns with electrical control - Easy fold-up and fold-down due to spring-loaded hinges - Low-maintenance, permanently smooth and easy moving joint, preset in the factory - A defined stop prevents the swing-up grab bar from hitting the wall - Projection 750 mm, 120 mm wide, wall plate 202 mm high - Grip pad 58 mm wide, grip end piece 84 mm wide - Aluminium cantilever arm, powder coated in the HEWI colours signal white, glossy with grip pad made of synthetic material in SD (signal white, matt) and GU (anthracite, matt) or anthracite cantilever arm, glossy with grip pad in TB (signal white, matt) and DR (anthracite, matt), with high-gloss chrome design elements - Toilet roll holder 802.50.01160 and backrest 802.51.90.. can be retrofitted - Weight capacity up to 100 kg - Easy mounting by separate installation of the mounting plate made of stainless steel, satin finished - concealed, non-corrosive and tested HEWI fixing material for different wall systems (must be ordered separately) - sealing tape for sealing the fixing points is included in the scope of supply - produced in accordance with CE- and UKCA-Regulation (EU) 2017/745 on medical devices - Fulfils the requirements applicable in Belgium (CWATUPE, WVG Vlaanderen) regarding the projection of the swing-up grab bar by the toilet Article no.: HEWI 802.50.47460 | https://catalog.hewi.com/en/p/8025047460 | https://catalog.hewi.com/storage/downloads/HEWI_802_50_47460_en.pdf
802.50.47560 | HEWI Hinged support rail Premium | Swing-up grab bar Premium with E right-hand version function button of the LifeSystem range - Stable, single-arm swing-up grab bar - Non-slip, ergonomic grip pad with perfectly matched raised grip end piece - For gripping, support and pulling up - High-quality plastic surface and scratch-resistant powder coating - Maximum product stiffness increases stability and gives the user a secure grip feeling - With function button (model E) - right-hand version (seen from user's view) - Yellow button (bell symbol) for triggering a freely definable function (the function button does not meet the requirements for an emergency call according to DIN VDE 0834-1) (convex tactile push point) - Cable with bare wire ends for wall connection - Includes white cover for flush-mounted box - Control voltage max. 30 V = SELV, PELV, switching current up to max. 2 A - Suitable for all standard concealed cisterns with electrical control - Easy fold-up and fold-down due to spring-loaded hinges - Low-maintenance, permanently smooth and easy moving joint, preset in the factory - A defined stop prevents the swing-up grab bar from hitting the wall - Projection 850 mm, 120 mm wide, wall plate 202 mm high - Grip pad 58 mm wide, grip end piece 84 mm wide - Aluminium cantilever arm, powder coated in the HEWI colours signal white, glossy with grip pad made of synthetic material in SD (signal white, matt) and GU (anthracite, matt) or anthracite cantilever arm, glossy with grip pad in TB (signal white, matt) and DR (anthracite, matt), with high-gloss chrome design elements - Toilet roll holder 802.50.01160 and backrest 802.51.90.. can be retrofitted - Weight capacity up to 100 kg - Easy mounting by separate installation of the mounting plate made of stainless steel, satin finished - concealed, non-corrosive and tested HEWI fixing material for different wall systems (must be ordered separately) - sealing tape for sealing the fixing points is included in the scope of supply - produced in accordance with CE- and UKCA-Regulation (EU) 2017/745 on medical devices - Fulfils the requirements of DIN 18040, ÖNORM B1600/1601 and SIA 500 Article no.: HEWI 802.50.47560 | https://catalog.hewi.com/en/p/8025047560 | https://catalog.hewi.com/storage/downloads/HEWI_802_50_47560_en.pdf
802.50.47660 | HEWI Hinged support rail Premium | Swing-up grab bar Premium with E right-hand version function button of the LifeSystem range - Stable, single-arm swing-up grab bar - Non-slip, ergonomic grip pad with perfectly matched raised grip end piece - For gripping, support and pulling up - High-quality plastic surface and scratch-resistant powder coating - Maximum product stiffness increases stability and gives the user a secure grip feeling - With function button (model E) - right-hand version (seen from user's view) - Yellow button (bell symbol) for triggering a freely definable function (the function button does not meet the requirements for an emergency call according to DIN VDE 0834-1) (convex tactile push point) - Cable with bare wire ends for wall connection - Includes white cover for flush-mounted box - Control voltage max. 30 V = SELV, PELV, switching current up to max. 2 A - Suitable for all standard concealed cisterns with electrical control - Easy fold-up and fold-down due to spring-loaded hinges - Low-maintenance, permanently smooth and easy moving joint, preset in the factory - A defined stop prevents the swing-up grab bar from hitting the wall - Projection 900 mm, 120 mm wide, wall plate 202 mm high - Grip pad 58 mm wide, grip end piece 84 mm wide - Aluminium cantilever arm, powder coated in the HEWI colours signal white, glossy with grip pad made of synthetic material in SD (signal white, matt) and GU (anthracite, matt) or anthracite cantilever arm, glossy with grip pad in TB (signal white, matt) and DR (anthracite, matt), with high-gloss chrome design elements - Toilet roll holder 802.50.01160 and backrest 802.51.90.. can be retrofitted - Weight capacity up to 100 kg - Easy mounting by separate installation of the mounting plate made of stainless steel, satin finished - concealed, non-corrosive and tested HEWI fixing material for different wall systems (must be ordered separately) - sealing tape for sealing the fixing points is included in the scope of supply - produced in accordance with CE- and UKCA-Regulation (EU) 2017/745 on medical devices - Fulfils the requirements of ÖNORM B1600/1601 Article no.: HEWI 802.50.47660 | https://catalog.hewi.com/en/p/8025047660 | https://catalog.hewi.com/storage/downloads/HEWI_802_50_47660_en.pdf
802.50.E04 | HEWI Installation key | Installation key - for hinged support rails 802.50..., - for spring adjustment of the hinged support rail - consists of mounting handle and axle Article no.: HEWI 802.50.E04 | https://catalog.hewi.com/en/p/80250E04 | https://catalog.hewi.com/storage/downloads/HEWI_802_50_E04_en.pdf
802.51.13160 | HEWI Hanging seat Comfort | Range 802 LifeSystem Comfort removable hanging seat - ergonomically shaped seat with backrest - used for safe sitting in the shower area - high-quality plastic surface and scratch-resistant powder coating - seat weight capacity up to 150 kg - seat can be folded up to save space - maintenance free, permanently smooth and easy moving joint - 452 mm wide, 559 mm high, 628 mm deep - when folded up 565 mm high and 240 mm deep - seat 452 mm wide, 450 mm deep - Seat with water drainage - for hanging into all HEWI shower grab rails and support rails - Suspension made of stainless steel, powder-coated in the HEWI colours signal white, glossy with seat/back surface made of high-quality PUR/integral hard foam in SD (signal white, matt) or suspension in anthracite, glossy with seat/back surface in DR (anthracite, matt) with high-gloss chrome-plated design elements - produced in accordance with CE- and UKCA-Regulation (EU) 2017/745 on medical devices - fulfils the DIN 18040 and ÖNORM B1600/1601 requirements - A detailed list of possible combinations of hand rails, L-shaped rails and shower handrails with matching hanging seats can be found in our online catalogue in the download area of the respective product. Article no.: HEWI 802.51.13160 | https://catalog.hewi.com/en/p/8025113160 | https://catalog.hewi.com/storage/downloads/HEWI_802_51_13160_en.pdf
802.51.13260 | HEWI Hanging seat Premium | Range 802 LifeSystem Premium removable hanging seat - ergonomically shaped seat with back and armrests - used for safe sitting in the shower area - high-quality plastic surface and scratch-resistant powder coating - seat weight capacity up to 150 kg - seat can be folded up to save space - maintenance free, permanently smooth and easy moving joint - 652 mm wide, 559 mm high, 628 mm deep - when folded up 762 mm high and 240 mm deep - seat 452 mm wide, 450 mm deep - Seat with water drainage - for hanging into all HEWI shower grab rails and support rails - Suspension made of stainless steel, powder-coated in the HEWI colours signal white, glossy with seat/back surface and armrests made of high-quality PUR/integral hard foam in SD (signal white, matt) or suspension in anthracite, glossy with seat/back surface and armrests in DR (anthracite, matt) with high-gloss chrome-plated design elements - armrests can be folded up and down separately - produced in accordance with CE- and UKCA-Regulation (EU) 2017/745 on medical devices - fulfils the DIN 18040 and ÖNORM B1600/1601 requirements - A detailed list of possible combinations of hand rails, L-shaped rails and shower handrails with matching hanging seats can be found in our online catalogue in the download area of the respective product. Article no.: HEWI 802.51.13260 | https://catalog.hewi.com/en/p/8025113260 | https://catalog.hewi.com/storage/downloads/HEWI_802_51_13260_en.pdf
802.51.13360 | HEWI Hanging seat Comfort | Range 802 LifeSystem Comfort removable hanging seat - ergonomically shaped seat with backrest - used for safe sitting in the shower area - high-quality plastic surface and scratch-resistant powder coating - seat weight capacity up to 150 kg - seat can be folded up to save space - maintenance free, permanently smooth and easy moving joint - 452 mm wide, 559 mm high, 661 mm deep - when folded up 565 mm high and 270 mm deep - seat 452 mm wide, 450 mm deep - Seat with water drainage - seat height adjustable to four levels from 420 mm to 510 mm (every 30 mm) - for hanging into all HEWI shower grab rails and support rails - Suspension made of stainless steel, powder-coated in the HEWI colours signal white, glossy with seat/back surface made of high-quality PUR/integral hard foam in SD (signal white, matt) or suspension in anthracite, glossy with seat/back surface in DR (anthracite, matt) with high-gloss chrome-plated design elements - produced in accordance with CE- and UKCA-Regulation (EU) 2017/745 on medical devices - fulfils the DIN 18040 and ÖNORM B1600/1601 requirements - A detailed list of possible combinations of hand rails, L-shaped rails and shower handrails with matching hanging seats can be found in our online catalogue in the download area of the respective product. Article no.: HEWI 802.51.13360 | https://catalog.hewi.com/en/p/8025113360 | https://catalog.hewi.com/storage/downloads/HEWI_802_51_13360_en.pdf
802.51.13460 | HEWI Hanging seat Premium | Range 802 LifeSystem Premium removable hanging seat - ergonomically shaped seat with back and armrests - used for safe sitting in the shower area - high-quality plastic surface and scratch-resistant powder coating - seat weight capacity up to 150 kg - seat can be folded up to save space - maintenance free, permanently smooth and easy moving joint - 652 mm wide, 559 mm high, 661 mm deep - when folded up 762 mm high and 270 mm deep - seat 452 mm wide, 450 mm deep - Seat with water drainage - seat height adjustable to four levels from 420 mm to 510 mm (every 30 mm) - for hanging into all HEWI shower grab rails and support rails - Suspension made of stainless steel, powder-coated in the HEWI colours signal white, glossy with seat/back surface and armrests made of high-quality PUR/integral hard foam in SD (signal white, matt) or suspension in anthracite, glossy with seat/back surface and armrests in DR (anthracite, matt) with high-gloss chrome-plated design elements - armrests can be folded up and down separately - produced in accordance with CE- and UKCA-Regulation (EU) 2017/745 on medical devices - fulfils the DIN 18040 and ÖNORM B1600/1601 requirements - A detailed list of possible combinations of hand rails, L-shaped rails and shower handrails with matching hanging seats can be found in our online catalogue in the download area of the respective product. Article no.: HEWI 802.51.13460 | https://catalog.hewi.com/en/p/8025113460 | https://catalog.hewi.com/storage/downloads/HEWI_802_51_13460_en.pdf
802.51.13560 | HEWI Hanging seat Comfort | Range 802 LifeSystem hanging seat Comfort with pubic cutout - ergonomically shaped seat with backrest - used for safe sitting in the shower area - high-quality plastic surface and scratch-resistant powder coating - seat weight capacity up to 150 kg - seat can be folded up to save space - maintenance free, permanently smooth and easy moving joint - 452 mm wide, 559 mm high, 624 mm deep - when folded up 565 mm high and 240 mm deep - seat 452 mm wide, 450 mm deep - Seat with pubic cutout and water drainage - for hanging into all HEWI shower grab rails and support rails - Suspension made of stainless steel, powder-coated in the HEWI colours signal white, glossy with seat/back surface made of high-quality PUR/integral hard foam in SD (signal white, matt) or suspension in anthracite, glossy with seat/back surface in DR (anthracite, matt) with high-gloss chrome-plated design elements - produced in accordance with CE- and UKCA-Regulation (EU) 2017/745 on medical devices - fulfils the DIN 18040 and ÖNORM B1600/1601 requirements - A detailed list of possible combinations of hand rails, L-shaped rails and shower handrails with matching hanging seats can be found in our online catalogue in the download area of the respective product. Article no.: HEWI 802.51.13560 | https://catalog.hewi.com/en/p/8025113560 | https://catalog.hewi.com/storage/downloads/HEWI_802_51_13560_en.pdf
802.51.13660 | HEWI Hanging seat Premium | Range 802 LifeSystem hanging seat Premium with pubic cutout - ergonomically shaped seat with back and armrests - used for safe sitting in the shower area - high-quality plastic surface and scratch-resistant powder coating - seat weight capacity up to 150 kg - seat can be folded up to save space - maintenance free, permanently smooth and easy moving joint - 652 mm wide, 559 mm high, 624 mm deep - when folded up 762 mm high and 240 mm deep - seat 452 mm wide, 450 mm deep - Seat with pubic cutout and water drainage - for hanging into all HEWI shower grab rails and support rails - Suspension made of stainless steel, powder-coated in the HEWI colours signal white, glossy with seat/back surface and armrests made of high-quality PUR/integral hard foam in SD (signal white, matt) or suspension in anthracite, glossy with seat/back surface and armrests in DR (anthracite, matt) with high-gloss chrome-plated design elements - armrests can be folded up and down separately - produced in accordance with CE- and UKCA-Regulation (EU) 2017/745 on medical devices - fulfils the DIN 18040 and ÖNORM B1600/1601 requirements - A detailed list of possible combinations of hand rails, L-shaped rails and shower handrails with matching hanging seats can be found in our online catalogue in the download area of the respective product. Article no.: HEWI 802.51.13660 | https://catalog.hewi.com/en/p/8025113660 | https://catalog.hewi.com/storage/downloads/HEWI_802_51_13660_en.pdf
802.51.13760 | HEWI Hanging seat Comfort | Range 802 LifeSystem hanging seat Comfort with pubic cutout - ergonomically shaped seat with backrest - used for safe sitting in the shower area - high-quality plastic surface and scratch-resistant powder coating - seat weight capacity up to 150 kg - seat can be folded up to save space - maintenance free, permanently smooth and easy moving joint - 452 mm wide, 559 mm high, 657 mm deep - when folded up 565 mm high and 270 mm deep - seat 452 mm wide, 450 mm deep - Seat with pubic cutout and water drainage - seat height adjustable to four levels from 420 mm to 510 mm (every 30 mm) - for hanging into all HEWI shower grab rails and support rails - Suspension made of stainless steel, powder-coated in the HEWI colours signal white, glossy with seat/back surface made of high-quality PUR/integral hard foam in SD (signal white, matt) or suspension in anthracite, glossy with seat/back surface in DR (anthracite, matt) with high-gloss chrome-plated design elements - produced in accordance with CE- and UKCA-Regulation (EU) 2017/745 on medical devices - fulfils the DIN 18040 and ÖNORM B1600/1601 requirements - A detailed list of possible combinations of hand rails, L-shaped rails and shower handrails with matching hanging seats can be found in our online catalogue in the download area of the respective product. Article no.: HEWI 802.51.13760 | https://catalog.hewi.com/en/p/8025113760 | https://catalog.hewi.com/storage/downloads/HEWI_802_51_13760_en.pdf
802.51.13860 | HEWI Hanging seat Premium | Range 802 LifeSystem hanging seat Premium with pubic cutout - ergonomically shaped seat with back and armrests - used for safe sitting in the shower area - high-quality plastic surface and scratch-resistant powder coating - seat weight capacity up to 150 kg - seat can be folded up to save space - maintenance free, permanently smooth and easy moving joint - 652 mm wide, 559 mm high, 657 mm deep - when folded up 762 mm high and 270 mm deep - seat 452 mm wide, 450 mm deep - Seat with pubic cutout and water drainage - seat height adjustable to four levels from 420 mm to 510 mm (every 30 mm) - for hanging into all HEWI shower grab rails and support rails - Suspension made of stainless steel, powder-coated in the HEWI colours signal white, glossy with seat/back surface and armrests made of high-quality PUR/integral hard foam in SD (signal white, matt) or suspension in anthracite, glossy with seat/back surface and armrests in DR (anthracite, matt) with high-gloss chrome-plated design elements - armrests can be folded up and down separately - produced in accordance with CE- and UKCA-Regulation (EU) 2017/745 on medical devices - fulfils the DIN 18040 and ÖNORM B1600/1601 requirements - A detailed list of possible combinations of hand rails, L-shaped rails and shower handrails with matching hanging seats can be found in our online catalogue in the download area of the respective product. Article no.: HEWI 802.51.13860 | https://catalog.hewi.com/en/p/8025113860 | https://catalog.hewi.com/storage/downloads/HEWI_802_51_13860_en.pdf
802.51.13960 | HEWI Hanging seat Comfort | Range 802 LifeSystem removable hanging seat Comfort, FR/CH model - ergonomically shaped seat with backrest - used for safe sitting in the shower area - high-quality plastic surface and scratch-resistant powder coating - seat weight capacity up to 150 kg - seat can be folded up to save space - maintenance free, permanently smooth and easy moving joint - 452 mm wide, 555 mm high, 628 mm deep - when folded up 565 mm high and 240 mm deep - seat 452 mm wide, 450 mm deep - Seat with water drainage - for hanging into all HEWI shower grab rails and support rails - Suspension made of stainless steel, powder-coated in the HEWI colours signal white, glossy with seat/back surface made of high-quality PUR/integral hard foam in SD (signal white, matt) or suspension in anthracite, glossy with seat/back surface in DR (anthracite, matt) with high-gloss chrome-plated design elements - produced in accordance with CE- and UKCA-Regulation (EU) 2017/745 on medical devices - fulfils the SIA 500 requirements - A detailed list of possible combinations of hand rails, L-shaped rails and shower handrails with matching hanging seats can be found in our online catalogue in the download area of the respective product. Article no.: HEWI 802.51.13960 | https://catalog.hewi.com/en/p/8025113960 | https://catalog.hewi.com/storage/downloads/HEWI_802_51_13960_en.pdf
802.51.14060 | HEWI Hanging seat Premium | Range 802 LifeSystem removable hanging seat Premium, FR/CH model - ergonomically shaped seat with back and armrests - used for safe sitting in the shower area - high-quality plastic surface and scratch-resistant powder coating - seat weight capacity up to 150 kg - seat can be folded up to save space - maintenance free, permanently smooth and easy moving joint - 652 mm wide, 555 mm high, 628 mm deep - when folded up 758 mm high and 240 mm deep - seat 452 mm wide, 450 mm deep - Seat with water drainage - for hanging into all HEWI shower grab rails and support rails - Suspension made of stainless steel, powder-coated in the HEWI colours signal white, glossy with seat/back surface and armrests made of high-quality PUR/integral hard foam in SD (signal white, matt) or suspension in anthracite, glossy with seat/back surface and armrests in DR (anthracite, matt) with high-gloss chrome-plated design elements - armrests can be folded up and down separately - produced in accordance with CE- and UKCA-Regulation (EU) 2017/745 on medical devices - fulfils the SIA 500 requirements - A detailed list of possible combinations of hand rails, L-shaped rails and shower handrails with matching hanging seats can be found in our online catalogue in the download area of the respective product. Article no.: HEWI 802.51.14060 | https://catalog.hewi.com/en/p/8025114060 | https://catalog.hewi.com/storage/downloads/HEWI_802_51_14060_en.pdf
802.51.14160 | HEWI Hanging seat Comfort | Range 802 LifeSystem removable hanging seat Comfort, FR/CH model - ergonomically shaped seat with backrest - used for safe sitting in the shower area - high-quality plastic surface and scratch-resistant powder coating - seat weight capacity up to 150 kg - seat can be folded up to save space - maintenance free, permanently smooth and easy moving joint - 452 mm wide, 559 mm high, 661 mm deep - when folded up 565 mm high and 270 mm deep - seat 452 mm wide, 450 mm deep - Seat with water drainage - seat height adjustable to four levels from 420 mm to 510 mm (every 30 mm) - for hanging into all HEWI shower grab rails and support rails - Suspension made of stainless steel, powder-coated in the HEWI colours signal white, glossy with seat/back surface made of high-quality PUR/integral hard foam in SD (signal white, matt) or suspension in anthracite, glossy with seat/back surface in DR (anthracite, matt) with high-gloss chrome-plated design elements - produced in accordance with CE- and UKCA-Regulation (EU) 2017/745 on medical devices - fulfils the SIA 500 requirements - A detailed list of possible combinations of hand rails, L-shaped rails and shower handrails with matching hanging seats can be found in our online catalogue in the download area of the respective product. Article no.: HEWI 802.51.14160 | https://catalog.hewi.com/en/p/8025114160 | https://catalog.hewi.com/storage/downloads/HEWI_802_51_14160_en.pdf
802.51.14260 | HEWI Hanging seat Premium | Range 802 LifeSystem removable hanging seat Premium, FR/CH model - ergonomically shaped seat with back and armrests - used for safe sitting in the shower area - high-quality plastic surface and scratch-resistant powder coating - seat weight capacity up to 150 kg - seat can be folded up to save space - maintenance free, permanently smooth and easy moving joint - 652 mm wide, 556 mm high, 658 mm deep - when folded up 758 mm high and 270 mm deep - seat 452 mm wide, 450 mm deep - Seat with water drainage - seat height adjustable to four levels from 420 mm to 510 mm (every 30 mm) - for hanging into all HEWI shower grab rails and support rails - Suspension made of stainless steel, powder-coated in the HEWI colours signal white, glossy with seat/back surface and armrests made of high-quality PUR/integral hard foam in SD (signal white, matt) or suspension in anthracite, glossy with seat/back surface and armrests in DR (anthracite, matt) with high-gloss chrome-plated design elements - armrests can be folded up and down separately - produced in accordance with CE- and UKCA-Regulation (EU) 2017/745 on medical devices - fulfils the SIA 500 requirements - A detailed list of possible combinations of hand rails, L-shaped rails and shower handrails with matching hanging seats can be found in our online catalogue in the download area of the respective product. Article no.: HEWI 802.51.14260 | https://catalog.hewi.com/en/p/8025114260 | https://catalog.hewi.com/storage/downloads/HEWI_802_51_14260_en.pdf
802.51.14360 | HEWI Hanging seat Comfort | Suspended seat comfort with pubic cut-out of the series 802 LifeSystem, FR/CH version - ergonomically shaped seat with backrest - used for safe sitting in the shower area - high-quality plastic surface and scratch-resistant powder coating - seat weight capacity up to 150 kg - seat can be folded up to save space - maintenance free, permanently smooth and easy moving joint - 452 mm wide, 555 mm high, 628 mm deep - when folded up 565 mm high and 240 mm deep - seat 452 mm wide, 450 mm deep - Seat with pubic cutout and water drainage - for hanging into all HEWI shower grab rails and support rails - Suspension made of stainless steel, powder-coated in the HEWI colours signal white, glossy with seat/back surface made of high-quality PUR/integral hard foam in SD (signal white, matt) or suspension in anthracite, glossy with seat/back surface in DR (anthracite, matt) with high-gloss chrome-plated design elements - produced in accordance with CE- and UKCA-Regulation (EU) 2017/745 on medical devices - fulfils the SIA 500 requirements - A detailed list of possible combinations of hand rails, L-shaped rails and shower handrails with matching hanging seats can be found in our online catalogue in the download area of the respective product. Article no.: HEWI 802.51.14360 | https://catalog.hewi.com/en/p/8025114360 | https://catalog.hewi.com/storage/downloads/HEWI_802_51_14360_en.pdf
802.51.14460 | HEWI Hanging seat Premium | Premium suspension seat with pubic cut-out of the 802 LifeSystem series, FR/CH version - ergonomically shaped seat with back and armrests - used for safe sitting in the shower area - high-quality plastic surface and scratch-resistant powder coating - seat weight capacity up to 150 kg - seat can be folded up to save space - maintenance free, permanently smooth and easy moving joint - 652 mm wide, 555 mm high, 628 mm deep - when folded up 758 mm high and 240 mm deep - seat 452 mm wide, 450 mm deep - Seat with pubic cutout and water drainage - for hanging into all HEWI shower grab rails and support rails - Suspension made of stainless steel, powder-coated in the HEWI colours signal white, glossy with seat/back surface and armrests made of high-quality PUR/integral hard foam in SD (signal white, matt) or suspension in anthracite, glossy with seat/back surface and armrests in DR (anthracite, matt) with high-gloss chrome-plated design elements - armrests can be folded up and down separately - produced in accordance with CE- and UKCA-Regulation (EU) 2017/745 on medical devices - fulfils the SIA 500 requirements - A detailed list of possible combinations of hand rails, L-shaped rails and shower handrails with matching hanging seats can be found in our online catalogue in the download area of the respective product. Article no.: HEWI 802.51.14460 | https://catalog.hewi.com/en/p/8025114460 | https://catalog.hewi.com/storage/downloads/HEWI_802_51_14460_en.pdf
802.51.14560 | HEWI Hanging seat Comfort | Suspended seat comfort with pubic cut-out of the series 802 LifeSystem, FR/CH version - ergonomically shaped seat with backrest - used for safe sitting in the shower area - high-quality plastic surface and scratch-resistant powder coating - seat weight capacity up to 150 kg - seat can be folded up to save space - maintenance free, permanently smooth and easy moving joint - 452 mm wide, 556 mm high, 658 mm deep - when folded up 565 mm high and 270 mm deep - seat 452 mm wide, 450 mm deep - Seat with pubic cutout and water drainage - seat height adjustable to four levels from 420 mm to 510 mm (every 30 mm) - for hanging into all HEWI shower grab rails and support rails - Suspension made of stainless steel, powder-coated in the HEWI colours signal white, glossy with seat/back surface made of high-quality PUR/integral hard foam in SD (signal white, matt) or suspension in anthracite, glossy with seat/back surface in DR (anthracite, matt) with high-gloss chrome-plated design elements - produced in accordance with CE- and UKCA-Regulation (EU) 2017/745 on medical devices - fulfils the SIA 500 requirements - A detailed list of possible combinations of hand rails, L-shaped rails and shower handrails with matching hanging seats can be found in our online catalogue in the download area of the respective product. Article no.: HEWI 802.51.14560 | https://catalog.hewi.com/en/p/8025114560 | https://catalog.hewi.com/storage/downloads/HEWI_802_51_14560_en.pdf
802.51.14660 | HEWI Hanging seat Premium | Premium suspension seat with pubic cut-out of the 802 LifeSystem series, FR/CH version - ergonomically shaped seat with back and armrests - used for safe sitting in the shower area - high-quality plastic surface and scratch-resistant powder coating - seat weight capacity up to 150 kg - seat can be folded up to save space - maintenance free, permanently smooth and easy moving joint - 652 mm wide, 556 mm high, 658 mm deep - when folded up 758 mm high and 270 mm deep - seat 452 mm wide, 450 mm deep - Seat with pubic cutout and water drainage - seat height adjustable to four levels from 420 mm to 510 mm (every 30 mm) - for hanging into all HEWI shower grab rails and support rails - Suspension made of stainless steel, powder-coated in the HEWI colours signal white, glossy with seat/back surface and armrests made of high-quality PUR/integral hard foam in SD (signal white, matt) or suspension in anthracite, glossy with seat/back surface and armrests in DR (anthracite, matt) with high-gloss chrome-plated design elements - armrests can be folded up and down separately - produced in accordance with CE- and UKCA-Regulation (EU) 2017/745 on medical devices - fulfils the SIA 500 requirements - A detailed list of possible combinations of hand rails, L-shaped rails and shower handrails with matching hanging seats can be found in our online catalogue in the download area of the respective product. Article no.: HEWI 802.51.14660 | https://catalog.hewi.com/en/p/8025114660 | https://catalog.hewi.com/storage/downloads/HEWI_802_51_14660_en.pdf
802.51.23160 | HEWI Hinged seat Basic | Range 802 LifeSystem Basic hinged seat - ergonomically shaped seat - used for safe sitting in the shower area - high-quality plastic surface and scratch-resistant powder coating - seat weight capacity up to 150 kg - seat can be folded up to save space - maintenance free, permanently smooth and easy moving joint - 452 mm wide, 176 mm high, 516 mm deep - when folded up 555 mm high and 130 mm deep - seat 452 mm wide, 450 mm deep - Seat with water drainage - Console made of stainless steel, powder-coated in the HEWI colours signal white, glossy with seat surface made of high-quality PUR in SD (signal white, matt) or console in anthracite, glossy with seat surface in DR (anthracite, matt) with high-gloss chrome-plated design elements - for mounting with non-corrosive and tested HEWI fixing materials for different wall systems (to be ordered separately) - sealing tape and sealing discs for sealing the fixing points according to DIN 18534 are included in the scope of delivery - produced in accordance with CE- and UKCA-Regulation (EU) 2017/745 on medical devices - fulfils the DIN 18040, ÖNORM B1600/1601 and SIA 500 requirements Article no.: HEWI 802.51.23160 | https://catalog.hewi.com/en/p/8025123160 | https://catalog.hewi.com/storage/downloads/HEWI_802_51_23160_en.pdf
802.51.23260 | HEWI Hinged seat Comfort | Range 802 LifeSystem Comfort hinged seat - ergonomically shaped seat with backrest - used for safe sitting in the shower area - high-quality plastic surface and scratch-resistant powder coating - seat weight capacity up to 150 kg - seat can be folded up to save space - maintenance free, permanently smooth and easy moving joint - 452 mm wide, 549 mm high, 516 mm deep - when folded up 555 mm high and 130 mm deep - seat 452 mm wide, 450 mm deep - Seat with water drainage - Console made of stainless steel, powder-coated in the HEWI colours signal white, glossy with seat/back surface made of high-quality PUR/integral hard foam in SD (signal white, matt) or console in anthracite, glossy with seat/back surface in DR (anthracite, matt) with high-gloss chrome-plated design elements - for mounting with non-corrosive and tested HEWI fixing materials for different wall systems (to be ordered separately) - sealing tape and sealing discs for sealing the fixing points according to DIN 18534 are included in the scope of delivery - produced in accordance with CE- and UKCA-Regulation (EU) 2017/745 on medical devices - fulfils the DIN 18040, ÖNORM B1600/1601 and SIA 500 requirements Article no.: HEWI 802.51.23260 | https://catalog.hewi.com/en/p/8025123260 | https://catalog.hewi.com/storage/downloads/HEWI_802_51_23260_en.pdf
802.51.23360 | HEWI Hinged seat Premium | Range 802 LifeSystem Premium hinged seat - ergonomically shaped seat with back and armrests - used for safe sitting in the shower area - high-quality plastic surface and scratch-resistant powder coating - seat weight capacity up to 150 kg - seat can be folded up to save space - maintenance free, permanently smooth and easy moving joint - 652 mm wide, 549 mm high, 516 mm deep - when folded up 752 mm high and 130 mm deep - seat 452 mm wide, 450 mm deep - Seat with water drainage - Console made of stainless steel, powder-coated in the HEWI colours signal white, glossy with seat/back surface made of high-quality PUR/integral hard foam in SD (signal white, matt) or console in anthracite, glossy with seat/back surface in DR (anthracite, matt) with high-gloss chrome-plated design elements - armrests can be folded up and down separately - for mounting with non-corrosive and tested HEWI fixing materials for different wall systems (to be ordered separately) - sealing tape and sealing discs for sealing the fixing points according to DIN 18534 are included in the scope of delivery - produced in accordance with CE- and UKCA-Regulation (EU) 2017/745 on medical devices - fulfils the DIN 18040, ÖNORM B1600/1601 and SIA 500 requirements Article no.: HEWI 802.51.23360 | https://catalog.hewi.com/en/p/8025123360 | https://catalog.hewi.com/storage/downloads/HEWI_802_51_23360_en.pdf
802.51.23460 | HEWI Hinged seat Comfort | Range 802 LifeSystem Comfort hinged seat - ergonomically shaped seat with backrest - used for safe sitting in the shower area - high-quality plastic surface and scratch-resistant powder coating - seat weight capacity up to 150 kg - seat can be folded up to save space - maintenance free, permanently smooth and easy moving joint - 452 mm wide, 549 mm high, 546 mm deep - when folded up 555 mm high and 160 mm deep - seat 452 mm wide, 450 mm deep - Seat with water drainage - seat height adjustable to four levels from 420 mm to 510 mm (every 30 mm) - Console made of stainless steel, powder-coated in the HEWI colours signal white, glossy with seat/back surface made of high-quality PUR/integral hard foam in SD (signal white, matt) or console in anthracite, glossy with seat/back surface in DR (anthracite, matt) with high-gloss chrome-plated design elements - for mounting with non-corrosive and tested HEWI fixing materials for different wall systems (to be ordered separately) - sealing tape and sealing discs for sealing the fixing points according to DIN 18534 are included in the scope of delivery - produced in accordance with CE- and UKCA-Regulation (EU) 2017/745 on medical devices - fulfils the DIN 18040, ÖNORM B1600/1601 and SIA 500 requirements Article no.: HEWI 802.51.23460 | https://catalog.hewi.com/en/p/8025123460 | https://catalog.hewi.com/storage/downloads/HEWI_802_51_23460_en.pdf
802.51.23560 | HEWI Hinged seat Premium | Range 802 LifeSystem Premium hinged seat - ergonomically shaped seat with back and armrests - used for safe sitting in the shower area - high-quality plastic surface and scratch-resistant powder coating - seat weight capacity up to 150 kg - seat can be folded up to save space - maintenance free, permanently smooth and easy moving joint - 652 mm wide, 549 mm high, 546 mm deep - when folded up 752 mm high and 160 mm deep - seat 452 mm wide, 450 mm deep - Seat with water drainage - seat height adjustable to four levels from 420 mm to 510 mm (every 30 mm) - Console made of stainless steel, powder-coated in the HEWI colours signal white, glossy with seat/back surface made of high-quality PUR/integral hard foam in SD (signal white, matt) or console in anthracite, glossy with seat/back surface in DR (anthracite, matt) with high-gloss chrome-plated design elements - armrests can be folded up and down separately - for mounting with non-corrosive and tested HEWI fixing materials for different wall systems (to be ordered separately) - sealing tape and sealing discs for sealing the fixing points according to DIN 18534 are included in the scope of delivery - produced in accordance with CE- and UKCA-Regulation (EU) 2017/745 on medical devices - fulfils the DIN 18040, ÖNORM B1600/1601 and SIA 500 requirements Article no.: HEWI 802.51.23560 | https://catalog.hewi.com/en/p/8025123560 | https://catalog.hewi.com/storage/downloads/HEWI_802_51_23560_en.pdf
802.51.23660 | HEWI Hinged seat Basic | Range 802 LifeSystem hinged seat Basic with pubic cutout - ergonomically shaped seat - used for safe sitting in the shower area - high-quality plastic surface and scratch-resistant powder coating - seat weight capacity up to 150 kg - seat can be folded up to save space - maintenance free, permanently smooth and easy moving joint - 452 mm wide, 176 mm high, 516 mm deep - when folded up 555 mm high and 130 mm deep - seat 452 mm wide, 450 mm deep - Seat with pubic cutout and water drainage - Console made of stainless steel, powder-coated in the HEWI colours signal white, glossy with seat surface made of high-quality PUR in SD (signal white, matt) or console in anthracite, glossy with seat surface in DR (anthracite, matt) with high-gloss chrome-plated design elements - for mounting with non-corrosive and tested HEWI fixing materials for different wall systems (to be ordered separately) - sealing tape and sealing discs for sealing the fixing points according to DIN 18534 are included in the scope of delivery - produced in accordance with CE- and UKCA-Regulation (EU) 2017/745 on medical devices - fulfils the DIN 18040, ÖNORM B1600/1601 and SIA 500 requirements Article no.: HEWI 802.51.23660 | https://catalog.hewi.com/en/p/8025123660 | https://catalog.hewi.com/storage/downloads/HEWI_802_51_23660_en.pdf
802.51.23760 | HEWI Hinged seat Comfort | Range 802 LifeSystem hinged seat Comfort with pubic cutout - ergonomically shaped seat with backrest - used for safe sitting in the shower area - high-quality plastic surface and scratch-resistant powder coating - seat weight capacity up to 150 kg - seat can be folded up to save space - maintenance free, permanently smooth and easy moving joint - 452 mm wide, 549 mm high, 516 mm deep - when folded up 555 mm high and 130 mm deep - seat 452 mm wide, 450 mm deep - Seat with pubic cutout and water drainage - Console made of stainless steel, powder-coated in the HEWI colours signal white, glossy with seat/back surface made of high-quality PUR/integral hard foam in SD (signal white, matt) or console in anthracite, glossy with seat/back surface in DR (anthracite, matt) with high-gloss chrome-plated design elements - for mounting with non-corrosive and tested HEWI fixing materials for different wall systems (to be ordered separately) - sealing tape and sealing discs for sealing the fixing points according to DIN 18534 are included in the scope of delivery - produced in accordance with CE- and UKCA-Regulation (EU) 2017/745 on medical devices - fulfils the DIN 18040, ÖNORM B1600/1601 and SIA 500 requirements Article no.: HEWI 802.51.23760 | https://catalog.hewi.com/en/p/8025123760 | https://catalog.hewi.com/storage/downloads/HEWI_802_51_23760_en.pdf
802.51.23860 | HEWI Hinged seat Premium | Range 802 LifeSystem hinged seat Premium with pubic cutout - ergonomically shaped seat with back and armrests - used for safe sitting in the shower area - high-quality plastic surface and scratch-resistant powder coating - seat weight capacity up to 150 kg - seat can be folded up to save space - maintenance free, permanently smooth and easy moving joint - 652 mm wide, 549 mm high, 516 mm deep - when folded up 752 mm high and 130 mm deep - seat 452 mm wide, 450 mm deep - Seat with pubic cutout and water drainage - Console made of stainless steel, powder-coated in the HEWI colours signal white, glossy with seat/back surface made of high-quality PUR/integral hard foam in SD (signal white, matt) or console in anthracite, glossy with seat/back surface in DR (anthracite, matt) with high-gloss chrome-plated design elements - armrests can be folded up and down separately - for mounting with non-corrosive and tested HEWI fixing materials for different wall systems (to be ordered separately) - sealing tape and sealing discs for sealing the fixing points according to DIN 18534 are included in the scope of delivery - produced in accordance with CE- and UKCA-Regulation (EU) 2017/745 on medical devices - fulfils the DIN 18040, ÖNORM B1600/1601 and SIA 500 requirements Article no.: HEWI 802.51.23860 | https://catalog.hewi.com/en/p/8025123860 | https://catalog.hewi.com/storage/downloads/HEWI_802_51_23860_en.pdf
802.51.23960 | HEWI Hinged seat Comfort | Range 802 LifeSystem hinged seat Comfort with pubic cutout - ergonomically shaped seat with backrest - used for safe sitting in the shower area - high-quality plastic surface and scratch-resistant powder coating - seat weight capacity up to 150 kg - seat can be folded up to save space - maintenance free, permanently smooth and easy moving joint - 452 mm wide, 549 mm high, 546 mm deep - when folded up 555 mm high and 160 mm deep - seat 452 mm wide, 450 mm deep - Seat with pubic cutout and water drainage - seat height adjustable to four levels from 420 mm to 510 mm (every 30 mm) - Console made of stainless steel, powder-coated in the HEWI colours signal white, glossy with seat/back surface made of high-quality PUR/integral hard foam in SD (signal white, matt) or console in anthracite, glossy with seat/back surface in DR (anthracite, matt) with high-gloss chrome-plated design elements - for mounting with non-corrosive and tested HEWI fixing materials for different wall systems (to be ordered separately) - sealing tape and sealing discs for sealing the fixing points according to DIN 18534 are included in the scope of delivery - produced in accordance with CE- and UKCA-Regulation (EU) 2017/745 on medical devices - fulfils the DIN 18040, ÖNORM B1600/1601 and SIA 500 requirements Article no.: HEWI 802.51.23960 | https://catalog.hewi.com/en/p/8025123960 | https://catalog.hewi.com/storage/downloads/HEWI_802_51_23960_en.pdf
802.51.24060 | HEWI Hinged seat Premium | Range 802 LifeSystem hinged seat Premium with pubic cutout - ergonomically shaped seat with back and armrests - used for safe sitting in the shower area - high-quality plastic surface and scratch-resistant powder coating - seat weight capacity up to 150 kg - seat can be folded up to save space - maintenance free, permanently smooth and easy moving joint - 652 mm wide, 549 mm high, 546 mm deep - when folded up 752 mm high and 160 mm deep - seat 452 mm wide, 450 mm deep - Seat with pubic cutout and water drainage - seat height adjustable to four levels from 420 mm to 510 mm (every 30 mm) - Console made of stainless steel, powder-coated in the HEWI colours signal white, glossy with seat/back surface made of high-quality PUR/integral hard foam in SD (signal white, matt) or console in anthracite, glossy with seat/back surface in DR (anthracite, matt) with high-gloss chrome-plated design elements - armrests can be folded up and down separately - for mounting with non-corrosive and tested HEWI fixing materials for different wall systems (to be ordered separately) - sealing tape and sealing discs for sealing the fixing points according to DIN 18534 are included in the scope of delivery - produced in accordance with CE- and UKCA-Regulation (EU) 2017/745 on medical devices - fulfils the DIN 18040, ÖNORM B1600/1601 and SIA 500 requirements Article no.: HEWI 802.51.24060 | https://catalog.hewi.com/en/p/8025124060 | https://catalog.hewi.com/storage/downloads/HEWI_802_51_24060_en.pdf
802.51.32040 | HEWI Shower stool | Range 802 LifeSystem shower stool Basic - strong, ergonomically shaped stool - with concealed, all-round grip edge - used for safe sitting in the shower area - seat weight capacity up to 150 kg - 514 mm wide, 537 mm high, 450 mm deep - seat 452 mm wide, 450 mm deep - net weight: approx. 6 kg - seat made of high-quality PUR in the HEWI colours 98 (signal white, matt) and 92 (anthracite grey, matt) - seat with hygienic opening and water run-off - four high-polished chrome height-adjustable steel legs with non-slip feet - seat height adjustable to four levels from 420 mm to 510 mm (every 30 mm) - produced in accordance with CE- and UKCA-Regulation (EU) 2017/745 on medical devices Article no.: HEWI 802.51.32040 | https://catalog.hewi.com/en/p/8025132040 | https://catalog.hewi.com/storage/downloads/HEWI_802_51_32040_en.pdf
802.51.32140 | HEWI Shower stool | Range 802 LifeSystem shower stool Comfort - strong, ergonomically shaped stool - with lateral support handles with ergonomic grip pads - used for safe sitting in the shower area - seat weight capacity up to 150 kg - 648 mm wide, 705 mm high, 450 mm deep - seat 452 mm wide, 450 mm deep - net weight: approx. 8.4 kg - Seat surface and grip pads made of high-quality PUR/Integral hard foam in HEWI colours 98 (signal white, matt) and 92 (anthracite grey, matt) - seat with hygienic opening and water run-off - four high-polished chrome height-adjustable steel legs with non-slip feet - seat height adjustable to four levels from 420 mm to 510 mm (every 30 mm) - produced in accordance with CE- and UKCA-Regulation (EU) 2017/745 on medical devices Article no.: HEWI 802.51.32140 | https://catalog.hewi.com/en/p/8025132140 | https://catalog.hewi.com/storage/downloads/HEWI_802_51_32140_en.pdf
802.51.32240 | HEWI Shower stool | Range 802 LifeSystem shower stool Premium - strong, ergonomically shaped stool - with all-round arm/backrest - used for safe sitting in the shower area - seat weight capacity up to 150 kg - 648 mm wide, 789 mm high, 474 mm deep - seat 452 mm wide, 450 mm deep - net weight: approx. 9.2 kg - Seat surface and all-round arm/backrest made of high-quality PUR/Integral hard foam in HEWI colours 98 (signal white, matt) and 92 (anthracite grey, matt) - seat with hygienic opening and water run-off - four high-polished chrome height-adjustable steel legs with non-slip feet - seat height adjustable to four levels from 420 mm to 510 mm (every 30 mm) - produced in accordance with CE- and UKCA-Regulation (EU) 2017/745 on medical devices Article no.: HEWI 802.51.32240 | https://catalog.hewi.com/en/p/8025132240 | https://catalog.hewi.com/storage/downloads/HEWI_802_51_32240_en.pdf
802.51.90060 | HEWI Backrest | Range 802 LifeSystem Backrest with rose fittings - ergonomically shaped backrest - serves as back support for toilet users - Wall distance can be variably set to 150 mm (standard-compliant) or 230 mm (user-friendly) during installation - centre-to-centre 650 to 750 mm, 362 mm high, 150 or 230 mm deep, rod diameter 34 mm, rose diameter 70 mm - backrest 452 mm wide, 85° tilt - high-quality plastic surface and scratch-resistant powder coating - easy and concealed installation with the wall-specific non-corrosive HEWI fixing material - Stainless steel bar, powder-coated in HEWI colours signal white, glossy with back support made of integral hard foam in HEWI colour SD (signal white, matt) or bar in anthracite, glossy with back support DR (anthracite, matt) - fulfils the DIN 18040 and ÖNORM B1600/1601 requirements Article no.: HEWI 802.51.90060 | https://catalog.hewi.com/en/p/8025190060 | https://catalog.hewi.com/storage/downloads/HEWI_802_51_90060_en.pdf
802.51.90160 | HEWI Backrest | Range 802 LifeSystem Backrest upgrade kit - ergonomically shaped backrest for easy retrofitting on the HEWI Hinged support rail 802.50... - serves as back support for toilet users - wall distance can be variably set to 150 mm (standard-compliant) or 230 mm (user-friendly) during installation - axle dimension 650 to 750 mm, 362 mm high, 150 or 230 mm deep, bar diameter 34 mm - backrest 452 mm wide, 85° tilt - high-quality plastic surface and scratch-resistant powder coating - stainless steel bar, powder-coated in HEWI colours signal white, glossy with back support made of integral hard foam in HEWI colour SD (signal white, matt) or bar in anthracite, glossy with back support DR (anthracite, matt) - fulfils the DIN 18040 and ÖNORM B1600/1601 requirements Article no.: HEWI 802.51.90160 | https://catalog.hewi.com/en/p/8025190160 | https://catalog.hewi.com/storage/downloads/HEWI_802_51_90160_en.pdf
802.51.90260 | HEWI Backrest | Range 802 LifeSystem backrest - ergonomically shaped backrest - serves as back support for toilet users - left-hand version (seen from user's view) - one-sided installation on the wall with rose (right) - one-side installation on hinged support rails 802.50.. (left) - wall distance can be variably set to 150 mm (standard-compliant) or 230 mm (user-friendly) during installation - centre-to-centre 650 to 750 mm, 362 mm high, 150 or 230 mm deep, rod diameter 34 mm, rose diameter 70 mm - backrest 452 mm wide, 85° tilt - high-quality plastic surface and scratch-resistant powder coating - stainless steel bar, powder-coated in HEWI colours signal white, glossy with back support made of integral hard foam in HEWI colour SD (signal white, matt) or bar in anthracite, glossy with back support DR (anthracite, matt) - fulfils the DIN 18040, ÖNORM B1600/1601 and SIA 500 requirements Article no.: HEWI 802.51.90260 | https://catalog.hewi.com/en/p/8025190260 | https://catalog.hewi.com/storage/downloads/HEWI_802_51_90260_en.pdf
802.51.90360 | HEWI Backrest | Range 802 LifeSystem backrest - ergonomically shaped backrest - serves as back support for toilet users - right-hand version (seen from user's view) - one-sided installation on the wall with rose (left) - one-side installation on hinged support rails 802.50.. (right) - wall distance can be variably set to 150 mm (standard-compliant) or 230 mm (user-friendly) during installation - centre-to-centre 650 to 750 mm, 362 mm high, 150 or 230 mm deep, rod diameter 34 mm, rose diameter 70 mm - backrest 452 mm wide, 85° tilt - high-quality plastic surface and scratch-resistant powder coating - stainless steel bar, powder-coated in HEWI colours signal white, glossy with back support made of integral hard foam in HEWI colour SD (signal white, matt) or bar in anthracite, glossy with back support DR (anthracite, matt) - fulfils the DIN 18040, ÖNORM B1600/1601 and SIA 500 requirements Article no.: HEWI 802.51.90360 | https://catalog.hewi.com/en/p/8025190360 | https://catalog.hewi.com/storage/downloads/HEWI_802_51_90360_en.pdf
802.52.01001 | HEWI active+ Shower spray guard curtain | Range 802 LifeSystem HEWI active+ Shower spray guard curtain - for Shower spray guard 802.52.100... - roll-up curtain with slip guard - made of 100% Trevira CS, fire retardant to DIN 4102/B1 - hemmed sides with stainless steel tape rolled hem at bottom - white/silver pattern - washable at 40°C and disinfectable at 60°C (thermal disinfection or dry disinfection recommended) - shower proof - antistatic - special mould and mildew stain resistant finish - with antimicrobial finish based on silver - 805 mm wide, 950 mm high Article no.: HEWI 802.52.01001 | https://catalog.hewi.com/en/p/8025201001 | https://catalog.hewi.com/storage/downloads/HEWI_802_52_01001_en.pdf
802.52.01030 | HEWI active+ Shower spray guard curtain | Range 802 LifeSystem HEWI active+ Shower spray guard curtain - for Shower spray guard 802.52.100... - roll-up curtain with slip guard - made of 100% Trevira CS, fire retardant to DIN 4102/B1 - hemmed sides with stainless steel tape rolled hem at bottom - plain white pattern - washable at 40°C and disinfectable at 60°C (thermal disinfection or dry disinfection recommended) - shower proof - antistatic - special mould and mildew stain resistant finish - with antimicrobial finish based on silver - 805 mm high, 950 mm wide Article no.: HEWI 802.52.01030 | https://catalog.hewi.com/en/p/8025201030 | https://catalog.hewi.com/storage/downloads/HEWI_802_52_01030_en.pdf
802.52.01038 | HEWI active+ Shower spray guard curtain | Range 802 LifeSystem HEWI active+ Shower spray guard curtain - for Shower spray guard 802.52.100... - roll-up curtain with slip guard - made of 100% Trevira CS, fire retardant to DIN 4102/B1 - hemmed sides with stainless steel tape rolled hem at bottom - Decor squares umber/sand - washable at 40°C and disinfectable at 60°C (thermal disinfection or dry disinfection recommended) - shower proof - antistatic - special mould and mildew stain resistant finish - with antimicrobial finish based on silver - 805 mm high, 950 mm wide Article no.: HEWI 802.52.01038 | https://catalog.hewi.com/en/p/8025201038 | https://catalog.hewi.com/storage/downloads/HEWI_802_52_01038_en.pdf
802.52.030 | HEWI active+ Curtain for free-standing spray guard | Range 802 LifeSystem Curtain for free-standing spray guard - separately washable free-standing spray guard curtain - plain white pattern - made of 100% Trevira CS, fire retardant to DIN 4102/B1 - with hemmed sides, tabs with Velcro, with stainless steel tape rolled hem at the bottom - washable at 40°C and disinfectable at 60°C (thermal disinfection or dry disinfection recommended) - shower proof - antistatic - special mould and mildew stain resistant finish - with antimicrobial finish based on silver Article no.: HEWI 802.52.030 | https://catalog.hewi.com/en/p/80252030 | https://catalog.hewi.com/storage/downloads/HEWI_802_52_030_en.pdf
802.52.10030 | HEWI Free-standing spray guard | Range 802 LifeSystem Free-standing spray guard - two U-shaped rails attached together and fold-away with a shower curtain - for use in shower areas as mobile spray guard and screen - curtain plain white pattern - curtain made of 100% Trevira CS, fire retardant to DIN 4102/B1 - with hemmed sides, tabs with Velcro, with stainless steel tape rolled hem at the bottom - washable at 40°C and disinfectable at 60°C (thermal disinfection or dry disinfection recommended) - shower proof - antistatic - special mould and mildew stain resistant finish - shower spray guard curtain with antimicrobial finish based on silver Article no.: HEWI 802.52.10030 | https://catalog.hewi.com/en/p/8025210030 | https://catalog.hewi.com/storage/downloads/HEWI_802_52_10030_en.pdf
802.52.20001 | HEWI Shower spray guard | Range 802 LifeSystem shower spray guard - horizontal rail with shower curtain - for use in shower areas as spray guard and screen - can be folded upwards and, folded downwards with braking mechanism - for attaching to rail system and suitable for wall mounting - projection 900 mm, 79 mm wide, 153 mm high, rail diameter 25 mm, mounting height 950 mm - shower curtain 850 mm high and 805 mm wide or made-to-measure - hanging up and/or storage module made of high-quality polyamide according to HEWI colour chart - highly polished chrome rail - shower spray guard curtain with slip guard - shower spray guard curtain, made of 100% Trevira CS, flame retardant to DIN 4102/B1 - hemmed sides with stainless steel tape rolled hem at bottom - white/silver pattern - washable at 40°C and disinfectable at 60°C (thermal disinfection or dry disinfection recommended) - shower proof - antistatic - special mould and mildew stain resistant finish - shower spray guard curtain with antimicrobial finish based on silver Article no.: HEWI 802.52.20001 | https://catalog.hewi.com/en/p/8025220001 | https://catalog.hewi.com/storage/downloads/HEWI_802_52_20001_en.pdf
802.52.20030 | HEWI Shower spray guard | Range 802 LifeSystem shower spray guard - rail with shower curtain, plain white pattern, fire retardant to DIN 4102/B1 - for use in shower areas as spray guard and screen - for attaching to rail system and suitable for wall mounting - splash guard can be folded away - splash curtain can be washed separately - curtain hemmed at the sides, stainless steel tape rolled hem at the bottom - roll-up curtain with slip guard - curtain material made of 100% Trevira CS, shower proof - special mould and mildew stain resistant finish - washable at 30°C and disinfectable at 60°C - projection 900 mm, 79 mm wide, 153 mm high, rail diameter 25 mm, mounting height 950 mm - 850 mm high and 805 mm wide - hanging up and/or storage module made of high-quality polyamide according to HEWI colour chart - highly polished chrome rail Article no.: HEWI 802.52.20030 | https://catalog.hewi.com/en/p/8025220030 | https://catalog.hewi.com/storage/downloads/HEWI_802_52_20030_en.pdf
802.52.20038 | HEWI Shower spray guard | Range 802 LifeSystem shower spray guard - horizontal rail with shower curtain - for use in shower areas as spray guard and screen - can be folded upwards and, folded downwards with braking mechanism - for attaching to rail system and suitable for wall mounting - projection 900 mm, 79 mm wide, 153 mm high, rail diameter 25 mm, mounting height 950 mm - shower curtain 850 mm high and 805 mm wide or made-to-measure - hanging up and/or storage module made of high-quality polyamide according to HEWI colour chart - highly polished chrome rail - shower spray guard curtain with slip guard - shower spray guard curtain, made of 100% Trevira CS, flame retardant to DIN 4102/B1 - hemmed sides with stainless steel tape rolled hem at bottom - Decor squares umber/sand - washable at 40°C and disinfectable at 60°C (thermal disinfection or dry disinfection recommended) - shower proof - antistatic - special mould and mildew stain resistant finish - shower spray guard curtain with antimicrobial finish based on silver Article no.: HEWI 802.52.20038 | https://catalog.hewi.com/en/p/8025220038 | https://catalog.hewi.com/storage/downloads/HEWI_802_52_20038_en.pdf
802.52.20039 | HEWI Shower spray guard | Range 802 LifeSystem shower splash guard - Rail with shower curtain; décor: plain off-white - For use in shower areas as splash guard and screen - for attaching to rail system and suitable for wall mounting - splash guard can be folded away - splash guard curtain can be washed separately - curtain with hemmed sides, with stainless steel rolled hem bottom - roll-up curtain with slip guard - *shower-tight* curtain material made of 100% polyester, Teflon lined for better durability - special mould and mildew stain resistant finish - shower proof - anti-static - washable at 40°C and disinfectable at 60°C (thermal disinfection or dry disinfection recommended) - Projection 900 mm, width 79 mm, height 153 mm, Rail diameter of 25 mm, for mounting height 950 mm - 850 mm high and 805 mm wide - Suspended or plug-in module made of high-quality polyamide according to HEWI colour chart - high-gloss chrome rail Article no.: HEWI 802.52.20039 | https://catalog.hewi.com/en/p/8025220039 | https://catalog.hewi.com/storage/downloads/HEWI_802_52_20039_en.pdf
802.52.20040 | HEWI Shower spray guard | Range 802 LifeSystem shower splash guard - Rail with shower curtain; décor plain pebble grey - For use in shower areas as splash guard and screen - for attaching to rail system and suitable for wall mounting - splash guard can be folded away - splash guard curtain can be washed separately - curtain with hemmed sides, with stainless steel rolled hem bottom - roll-up curtain with slip guard - *shower-tight* curtain material made of 100% polyester, Teflon lined for better durability - special mould and mildew stain resistant finish - shower proof - anti-static - washable at 40°C and disinfectable at 60°C (thermal disinfection or dry disinfection recommended) - Projection 900 mm, width 79 mm, height 153 mm, Rail diameter of 25 mm, for mounting height 950 mm - 850 mm high and 805 mm wide - Suspended or plug-in module made of high-quality polyamide according to HEWI colour chart - high-gloss chrome rail Article no.: HEWI 802.52.20040 | https://catalog.hewi.com/en/p/8025220040 | https://catalog.hewi.com/storage/downloads/HEWI_802_52_20040_en.pdf
802.52.20041 | HEWI Shower spray guard | Range 802 LifeSystem shower splash guard - Rail with shower curtain; décor plain grey green - For use in shower areas as splash guard and screen - for attaching to rail system and suitable for wall mounting - splash guard can be folded away - splash guard curtain can be washed separately - curtain with hemmed sides, with stainless steel rolled hem bottom - roll-up curtain with slip guard - *shower-tight* curtain material made of 100% polyester, Teflon lined for better durability - special mould and mildew stain resistant finish - shower proof - anti-static - washable at 40°C and disinfectable at 60°C (thermal disinfection or dry disinfection recommended) - Projection 900 mm, width 79 mm, height 153 mm, Rail diameter of 25 mm, for mounting height 950 mm - 850 mm high and 805 mm wide - Suspended or plug-in module made of high-quality polyamide according to HEWI colour chart - high-gloss chrome rail Article no.: HEWI 802.52.20041 | https://catalog.hewi.com/en/p/8025220041 | https://catalog.hewi.com/storage/downloads/HEWI_802_52_20041_en.pdf
802.90.E01 | HEWI Walking aid holder | Range 802 LifeSystem Walking aid holder - for walking aid holder 950.90.60090 - used for holding a walking aid - can be used in left-hand or right-hand position - 150 mm wide, 20 mm high, 139 mm deep - made of high-quality polyamide according to HEWI colour chart Article no.: HEWI 802.90.E01 | https://catalog.hewi.com/en/p/80290E01 | https://catalog.hewi.com/storage/downloads/HEWI_802_90_E01_en.pdf
802.90BE01 | HEWI Walking aid holder | Range 802 LifeSystem Walking aid holder - for walking aid holder 950.90B60090 - used for holding a walking aid - can be used in left-hand or right-hand position - 150 mm wide, 20 mm high, 139 mm deep - made of high-quality matt polyamide in the HEWI colours 99 (pure white), 98 (signal white), 97 (light grey), 95 (stone grey) and 92 (anthracite grey) Article no.: HEWI 802.90BE01 | https://catalog.hewi.com/en/p/80290BE01 | https://catalog.hewi.com/storage/downloads/HEWI_802_90BE01_en.pdf
805.02.100 | HEWI Soap dish | Range 805 Soap dish - cubic body with recessed wall base - dish surface with raised centre - 80 mm wide, 40 mm high and 80 mm deep, wall-mounted base 10 mm deep - 64 mm diameter dish - for wall mounting - made of high-quality stainless steel, satin surface finish - shelf area made of high-quality polyamide in HEWI colours 90 (jet black), 92 (anthracite grey), 98 (signal white) or 99 (pure white) Article no.: HEWI 805.02.100 | https://catalog.hewi.com/en/p/80502100 | https://catalog.hewi.com/storage/downloads/HEWI_805_02_100_en.pdf
805.05.100 | HEWI Wastepaper bin | Range 805 Wastepaper bin - cubic body with recessed wall base - serves as waste bin for used paper towels - capacity approx. 25 l - concealed, integrated bag holder - 300 mm wide, 510 mm high and 170 mm deep, wall-mounted base 15 mm deep - for wall mounting - made of high-quality stainless steel, satin surface finish - opening made of high-quality polyamide in HEWI 90 (jet black), 92 (anthracite grey), 98 (signal white) or 99 (pure white) Article no.: HEWI 805.05.100 | https://catalog.hewi.com/en/p/80505100 | https://catalog.hewi.com/storage/downloads/HEWI_805_05_100_en.pdf
805.05.110 | HEWI Wastepaper bin with lid | Range 805 Wastepaper bin - cubic body with recessed wall base - serves as waste bin for used paper towels - capacity approx. 25 l - concealed, integrated bag holder - lid with lifting flap - 300 mm wide, 510 mm high and 170 mm deep, wall-mounted base 15 mm deep - for wall mounting - bin and lid made of high-quality stainless steel with satin surface finish - opening made of high-quality polyamide in HEWI 90 (jet black), 92 (anthracite grey), 98 (signal white) or 99 (pure white) Article no.: HEWI 805.05.110 | https://catalog.hewi.com/en/p/80505110 | https://catalog.hewi.com/storage/downloads/HEWI_805_05_110_en.pdf
805.05.200 | HEWI Hygiene waste bin | Range 805 Hygiene waste bin - cubic body with recessed wall base - used as container for hygiene waste - capacity approx. 6 l - concealed, integrated bag holder - lid with lifting flap - 160 mm wide, 300 mm high and 140 mm deep - for wall mounting - bin and lid made of high-quality stainless steel with satin surface finish - opening made of high-quality polyamide in HEWI 90 (jet black), 92 (anthracite grey), 98 (signal white) or 99 (pure white) - including non-corrosive HEWI fixing material. Article no.: HEWI 805.05.200 | https://catalog.hewi.com/en/p/80505200 | https://catalog.hewi.com/storage/downloads/HEWI_805_05_200_en.pdf
805.05.210 | HEWI Hygiene combination | Range 805 Hygiene combination - cubic body with recessed wall base - used as container for hygiene waste, capacity approx. 6 l - concealed, integrated bag holder - with an integrated holder for standard hygiene bags made of synthetic material. (max. package size L 130 x B 90 x H 20 mm) - lid with lifting flap - 160 mm wide, 300 mm high and 140 mm deep - for wall mounting - bin and lid made of high-quality stainless steel with satin surface finish - opening made of high-quality polyamide in HEWI 90 (jet black), 92 (anthracite grey), 98 (signal white) or 99 (pure white) - including non-corrosive HEWI fixing material. Article no.: HEWI 805.05.210 | https://catalog.hewi.com/en/p/80505210 | https://catalog.hewi.com/storage/downloads/HEWI_805_05_210_en.pdf
805.05.400 | HEWI Wastepaper bin | Range 805 Wastepaper bin - cubic body with recessed wall base - serves as waste bin for used paper towels - capacity approx. 60 l - concealed, integrated bag holder - 340 mm wide, 620 mm high and 260 mm deep, wall-mounted base 15 mm deep - for wall mounting - made of high-quality stainless steel, satin surface finish - opening made of high-quality synthetic material in HEWI 90 (jet black), 92 (anthracite grey), 98 (signal white) or 99 (pure white) Article no.: HEWI 805.05.400 | https://catalog.hewi.com/en/p/80505400 | https://catalog.hewi.com/storage/downloads/HEWI_805_05_400_en.pdf
805.05.E01 | HEWI Lid with frame | Range 805 Spare part - lid with frame for retrofitting wastepaper bin 805.05.100 - lid with lifting flap, made of high-quality satin stainless steel - frame made of high-quality polyamide in HEWI colours 90 (jet black), 92 (anthracite grey), 98 (signal white) or 99 (pure white) Article no.: HEWI 805.05.E01 | https://catalog.hewi.com/en/p/80505E01 | https://catalog.hewi.com/storage/downloads/HEWI_805_05_E01_en.pdf
805.05.E03 | HEWI Lid with frame | Range 805 Spare part - lid with frame for retrofitting from hygiene waste bin 805.05.200 and the Hygienecombination 805.05.210 - lid with lifting flap, made of high-quality satin stainless steel - frame made of high-quality polyamide in HEWI colours 90 (jet black), 92 (anthracite grey), 98 (signal white) or 99 (pure white) Article no.: HEWI 805.05.E03 | https://catalog.hewi.com/en/p/80505E03 | https://catalog.hewi.com/storage/downloads/HEWI_805_05_E03_en.pdf
805.06.100 | HEWI Soap dispenser | Range 805 Soap dispenser - cubic body with recessed wall base - used to hold standard liquid soap - with inner container for free filling, capacity 600 ml - inner container can be removed for cleaning - side level indicator - with locking system as protection against misuse - 95 mm wide, 275 mm high and 95 mm deep, wall-mounted base 10 mm deep - for wall mounting - made of high-quality stainless steel, satin surface finish - lever and functional end made of high-quality polyamide in HEWI colours 90 (jet black), 92 (anthracite grey), 98 (signal white) or 99 (pure white) - Suitable for liquid soap with a viscosity of 1,500 to 4,000 mPa-s Article no.: HEWI 805.06.100 | https://catalog.hewi.com/en/p/80506100 | https://catalog.hewi.com/storage/downloads/HEWI_805_06_100_en.pdf
805.06.115 | HEWI SENSORIC Electronic soap dispenser | Range 805 Electronic liquid soap dispenser - cubic body with recessed wall base - used to hold standard liquid soap - with inner container for free filling, capacity 500 ml - inner container can be removed for cleaning - side level indicator - non-contact soap dispensing - illumination of the output area when the sensor is activated (blue light) - with battery change indicator - with locking system as protection against misuse - maintenance-free - 131 mm wide, 270 mm high and 114 mm deep, wall-mounted base 10 mm deep - for wall mounting - made of high-quality stainless steel, satin surface finish - opening made of high-quality polyamide in HEWI colours 90 (jet black), 92 (anthracite grey), 98 (signal white) or 99 (pure white) - including non-corrosive HEWI fixing material - batteries (AA 1.5 V / 4 pcs.) not included in the scope of supply - CE and UKCA marking in accordance with EMC Directive 2014/30/EU - Suitable for liquid soap with a viscosity of 1 to 3,000 mPa-s Article no.: HEWI 805.06.115 | https://catalog.hewi.com/en/p/80506115 | https://catalog.hewi.com/storage/downloads/HEWI_805_06_115_en.pdf
805.06.135 | HEWI SENSORIC Electronic disinfectant dispenser | Range 805 Electronic disinfectant dispenser - cubic body with recessed wall base - used to hold standard disinfectant - with inner container for free filling, capacity 500 ml - inner container can be removed for cleaning - side level indicator - non-contact disinfectant dispensing - illumination of the output area when the sensor is activated (blue light) - with battery change indicator - with locking system as protection against misuse - maintenance-free - 131 mm wide, 270 mm high and 114 mm deep, wall-mounted base 10 mm deep - for wall mounting - made of high-quality stainless steel, satin surface finish - opening made of high-quality polyamide in HEWI colours 90 (jet black), 92 (anthracite grey), 98 (signal white) or 99 (pure white) - including non-corrosive HEWI fixing material - batteries (AA 1.5 V / 4 pcs.) not included in the scope of supply - CE and UKCA marking in accordance with EMC Directive 2014/30/EU Article no.: HEWI 805.06.135 | https://catalog.hewi.com/en/p/80506135 | https://catalog.hewi.com/storage/downloads/HEWI_805_06_135_en.pdf
805.06.150 | HEWI Foamed soap dispenser | Range 805 Foam soap dispenser - cubic body with recessed wall base - used to hold standard foam soap - with inner container for free filling, capacity 1000 ml - inner container can be removed for cleaning - side level indicator - with locking system as protection against misuse - 131 mm wide, 270 mm high and 114 mm deep, wall-mounted base 10 mm deep - for wall mounting - made of high-quality stainless steel, satin surface finish - lever and functional end made of high-quality polyamide in HEWI colours 90 (jet black), 92 (anthracite grey), 98 (signal white) or 99 (pure white) - including non-corrosive HEWI fixing material. - Suitable for foam soap with a viscosity of 1 to 5 mPa-s Article no.: HEWI 805.06.150 | https://catalog.hewi.com/en/p/80506150 | https://catalog.hewi.com/storage/downloads/HEWI_805_06_150_en.pdf
805.06.155 | HEWI SENSORIC Electronic foamed soap dispenser | Range 805 Electronic foam soap dispenser - cubic body with recessed wall base - used to hold standard foam soap - with inner container for free filling, capacity 500 ml - inner container can be removed for cleaning - side level indicator - non-contact soap dispensing - illumination of the output area when the sensor is activated (blue light) - with battery change indicator - with locking system as protection against misuse - maintenance-free - 131 mm wide, 270 mm high and 114 mm deep, wall-mounted base 10 mm deep - for wall mounting - made of high-quality stainless steel, satin surface finish - opening made of high-quality polyamide in HEWI colours 90 (jet black), 92 (anthracite grey), 98 (signal white) or 99 (pure white) - including non-corrosive HEWI fixing material - batteries (AA 1.5 V / 4 pcs.) not included in the scope of supply - CE and UKCA marking in accordance with EMC Directive 2014/30/EU - Suitable for foam soap with a viscosity of 1 to 5 mPa-s Article no.: HEWI 805.06.155 | https://catalog.hewi.com/en/p/80506155 | https://catalog.hewi.com/storage/downloads/HEWI_805_06_155_en.pdf
805.06.350 | HEWI Disinfectant and soap dispenser | Disinfectant and soap dispenser - half-open body made of high-quality satin stainless steel - for dispensing controlled quantities of chlorine-free, alcohol-based hand disinfectants or liquid soaps - for 500 ml Euro Norm standard bottles - the disposable bottles are easy to replace from the front - dispenser with long lever - metered quantity with multiple settings, dispensing pump made of stainless steel - dispenser and pump dishwasher safe and autoclavable up to 134 °C, 3 bar - for wall mounting - incl. 500 ml empty container for free (re-) filling - discharge cover made of synthetic material in HEWI colours 90 (jet black), 92 (anthracite grey), 98 (signal white) or 99 (pure white) - 82 mm wide, 245 mm high and 215 mm deep Article no.: HEWI 805.06.350 | https://catalog.hewi.com/en/p/80506350 | https://catalog.hewi.com/storage/downloads/HEWI_805_06_350_en.pdf
805.06.500 | HEWI Paper towel dispenser | Range 805 Paper towel dispenser - cubic body with recessed wall base - used to hold standard paper towels with width from 240 - 250 mm and folded length / depth of 90 - 100 mm. (HEWI recommends paper towels with C-fold in folding position) - capacity approx. 300 - 450 paper towels - side level indicator - with locking system as protection against misuse - 301 mm wide, 360 mm high and 120 mm deep, wall-mounted base 15 mm deep - for wall mounting - made of high-quality stainless steel, satin surface finish - opening made of high-quality polyamide in HEWI colours 90 (jet black), 92 (anthracite grey), 98 (signal white) or 99 (pure white) Article no.: HEWI 805.06.500 | https://catalog.hewi.com/en/p/80506500 | https://catalog.hewi.com/storage/downloads/HEWI_805_06_500_en.pdf
805.06.555 | HEWI SENSORIC Electronic paper roll dispenser | Range 805 Electronic paper roll dispenser - cubic body with recessed wall base - used to hold standard paper rolls with outer feed, max. roll width 210 mm, max. roll diameter 200 mm, tube diameter 38 mm - side level indicator - paper roll easy to change/replace - with battery change indicator - non-contact paper dispensing at the washbasin - adjustable paper length (200, 300 or 400 mm) - integrated tear-off edge - with locking system as protection against misuse - maintenance-free - 322 mm wide, 415 mm high and 210 mm deep, wall-mounted base 15 mm deep - for wall mounting - made of high-quality stainless steel, satin surface finish - opening made of high-quality polyamide in HEWI colours 90 (jet black), 92 (anthracite grey), 98 (signal white) or 99 (pure white) - including non-corrosive HEWI fixing material. - batteries (D - Mono - LR20 - 1.5 V / 4 batteries) not included - can be converted to mains connection 950.06.E01 - CE and UKCA marking according to EMC 2014/30/EU Article no.: HEWI 805.06.555 | https://catalog.hewi.com/en/p/80506555 | https://catalog.hewi.com/storage/downloads/HEWI_805_06_555_en.pdf
805.06.556 | HEWI SENSORIC Electronic paper roll dispenser | Range 805 Electronic toilet roll dispenser - Cubic body with recessed wall base - Takes standard paper rolls with outside unrolling, max. roll width 210 mm, max. roll diameter 200 mm, core diameter 38 mm - Side level indicator - Simple paper roll change - With battery change indicator - Automatic paper dispensing at the washbasin after tearing off the paper - paper length 250 mm - Integrated tear-off edge - With locking device as protection against misuse - Maintenance-free - 322 mm wide, 415 mm high and 210 mm deep, wall base 15 mm deep - For wall mounting - Made of high-quality stainless steel, satin surface finish - Removal opening made of high-quality polyamide in HEWI colours 90 (jet black), 92 (anthracite), 98 (signal white) or 99 (pure white) - Including non-corrosive HEWI fixing material - Batteries (D - Mono - LR20 - 1.5 V / 4 batteries) not included - Can be converted to mains connection 950.06.E01 - CE and UKCA marking according to EMC 2014/30/EU Article no.: HEWI 805.06.556 | https://catalog.hewi.com/en/p/80506556 | https://catalog.hewi.com/storage/downloads/HEWI_805_06_556_en.pdf
805.06.700 | HEWI Hygiene bag dispenser | Range 805 Hygiene bag dispenser - cubic body with recessed wall base - holds and dispenses proprietary hygiene bags made of synthetic material, max. Pack size L 130 x W 90 x H 20 mm - for wall mounting - 150 mm wide, 92 mm high and 37 mm deep - made of high-quality stainless steel, satin surface finish - including non-corrosive HEWI fixing material Article no.: HEWI 805.06.700 | https://catalog.hewi.com/en/p/80506700 | https://catalog.hewi.com/storage/downloads/HEWI_805_06_700_en.pdf
805.06.E01 | HEWI shutter for disinfectant dispenser 805.06.350 | Shutter - for disinfectant dispenser 805.06.350 - made of stainless steel, satin finish - with inspection window Article no.: HEWI 805.06.E01 | https://catalog.hewi.com/en/p/80506E01 | https://catalog.hewi.com/storage/downloads/HEWI_805_06_E01_en.pdf
805.06.E02 | HEWI Empty container | Empty bottle - for disinfectant dispenser 805.06.350 - made of synthetic material, 500 ml Article no.: HEWI 805.06.E02 | https://catalog.hewi.com/en/p/80506E02 | https://catalog.hewi.com/storage/downloads/HEWI_805_06_E02_en.pdf
805.06.E03 | HEWI Empty container | Empty container - for soap dispenser 805.06.100 and 950.06.100 - incl. Lotion Pump - made of synthetic material, capacity 600 ml Article no.: HEWI 805.06.E03 | https://catalog.hewi.com/en/p/80506E03 | https://catalog.hewi.com/storage/downloads/HEWI_805_06_E03_en.pdf
805.06.E04 | HEWI Empty container | Empty container - for soap dispenser 805.06.150 and 950.06.150 - incl. foam pump - made of synthetic material, capacity 1000 ml Article no.: HEWI 805.06.E04 | https://catalog.hewi.com/en/p/80506E04 | https://catalog.hewi.com/storage/downloads/HEWI_805_06_E04_en.pdf
805.06.E05 | HEWI Empty container | Empty container - for SENSORIC Soap dispenser 805.06.115 and 950.06.115 - incl. Lotion Pump - made of synthetic material, capacity 1000 ml Article no.: HEWI 805.06.E05 | https://catalog.hewi.com/en/p/80506E05 | https://catalog.hewi.com/storage/downloads/HEWI_805_06_E05_en.pdf
805.06.E06 | HEWI Empty container | Empty container - for SENSORIC Foam soap dispenser 805.06.155 and 950.06.155 - incl. foam pump - made of synthetic material, capacity 1000 ml Article no.: HEWI 805.06.E06 | https://catalog.hewi.com/en/p/80506E06 | https://catalog.hewi.com/storage/downloads/HEWI_805_06_E06_en.pdf
805.20.010 | HEWI Toilet brush | Range 805 Toilet brush - brush handle with replaceable black brush head made of polyamide - brush head can be replaced due to bayonet fixing - 460 mm long - brush handle made of high-quality stainless steel, satin surface finish Article no.: HEWI 805.20.010 | https://catalog.hewi.com/en/p/80520010 | https://catalog.hewi.com/storage/downloads/HEWI_805_20_010_en.pdf
805.20.020 | HEWI Toilet brush | Range 805 Toilet brush - for toilet brush unit 805.20.200 and 162.20.100XA - brush head can be replaced due to bayonet fixing - brush handle made of high-quality stainless steel, satin surface finish Article no.: HEWI 805.20.020 | https://catalog.hewi.com/en/p/80520020 | https://catalog.hewi.com/storage/downloads/HEWI_805_20_020_en.pdf
805.20.100 | HEWI Toilet brush unit | Range 805 Classic Toilet brush unit - brush handle with replaceable black brush head made of polyamide - brush holder with curved bottom and spherical, semi-open top in ring-shaped bracket - suspended brush - top part can be rotated - container is removable, but can also be fitted to prevent theft - brush head can be replaced due to bayonet fixing - anti-theft protection through concealed screw fixing - 141 mm wide, 470 mm high and 140 mm deep - container made of high-quality polyamide in HEWI colours 90 (jet black), 92 (anthracite grey), 98 (signal white) or 99 (pure white) - holder and brush handle made of high-quality stainless steel, satin surface finish Article no.: HEWI 805.20.100 | https://catalog.hewi.com/en/p/80520100 | https://catalog.hewi.com/storage/downloads/HEWI_805_20_100_en.pdf
805.20.200 | HEWI Toilet brush unit | Range 805 Toilet brush unit - cubic body with recessed wall base - insert conical shaped and removable for cleaning - with inner reservoir for disinfectant - brush handle made of stainless steel, brush head easily replaceable due to bayonet fixing - 100 mm wide, container 285 mm high and 100 mm deep, wall-mounted base 10 mm - for wall mounting - made of high-quality stainless steel, satin surface finish - Insert made of high-quality polyamide in HEWI colours 90 (jet black), 92 (anthracite grey), 98 (signal white) or 99 (pure white) Article no.: HEWI 805.20.200 | https://catalog.hewi.com/en/p/80520200 | https://catalog.hewi.com/storage/downloads/HEWI_805_20_200_en.pdf
805.20.E02 | HEWI wc-brush insert | Range 805 Spare part - inner liner made of synthetic material, for toilet brush unit 805.20.200 - made of high-quality polyamide in HEWI colours 90 (jet black), 92 (anthracite grey), 98 (signal white) or 99 (pure white) Article no.: HEWI 805.20.E02 | https://catalog.hewi.com/en/p/80520E02 | https://catalog.hewi.com/storage/downloads/HEWI_805_20_E02_en.pdf
805.21.100 | HEWI Toilet roll holder | Range 805 Toilet roll holder - right-angled U-shaped holder - anti-theft protection through concealed screw fixing - 160 mm wide, 120 mm high, rail 20 mm in diameter - made of high-quality stainless steel, satin surface finish Article no.: HEWI 805.21.100 | https://catalog.hewi.com/en/p/80521100 | https://catalog.hewi.com/storage/downloads/HEWI_805_21_100_en.pdf
805.21.200 | HEWI Spare roll holder | Range 805 Spare roll holder - cylindrical toilet roll holder with fixing rose - anti-theft protection through concealed screw fixing - 120 mm long, diameter 33 mm, 70 mm rose diameter - made of high-quality stainless steel, satin surface finish Article no.: HEWI 805.21.200 | https://catalog.hewi.com/en/p/80521200 | https://catalog.hewi.com/storage/downloads/HEWI_805_21_200_en.pdf
805.21.500 | HEWI Toilet roll holder | Range 805 Toilet roll holder - right-angled bend, U-shaped holder with cubic radii and set-back wall-mounted base - for holding one toilet roll - fixed wall-mounting - 120 mm wide and 90 mm deep - made of high-quality stainless steel strip, 4 mm thick, satin finish surface - including non-corrosive HEWI fixing material Article no.: HEWI 805.21.500 | https://catalog.hewi.com/en/p/80521500 | https://catalog.hewi.com/storage/downloads/HEWI_805_21_500_en.pdf
805.21.550 | HEWI Toilet roll holder, double | Range 805 Double toilet roll holder - right-angled bend, U-shaped holder with cubic radii and set-back wall-mounted base - for holding two toilet rolls - fixed wall-mounting - 220 mm wide and 90 mm deep - made of high-quality stainless steel strip, 4 mm thick, satin finish surface - including non-corrosive HEWI fixing material Article no.: HEWI 805.21.550 | https://catalog.hewi.com/en/p/80521550 | https://catalog.hewi.com/storage/downloads/HEWI_805_21_550_en.pdf
805.21.600 | HEWI Large toilet roll holder | Range 805 Large toilet roll holder - cubic body with recessed wall base - for holding a proprietary large toilet roll with 250 - 320 mm diameter - level indicator - with locking system as protection against misuse - for wall mounting - 365 mm wide, 365 mm high and 125 mm deep, wall-mounted base 15 mm deep - made of high-quality stainless steel, satin surface finish - opening and outline edge made of high-quality polyamide in HEWI colours 90 (jet black), 92 (anthracite grey), 98 (signal white) or 99 (pure white) - including non-corrosive HEWI fixing material. Article no.: HEWI 805.21.600 | https://catalog.hewi.com/en/p/80521600 | https://catalog.hewi.com/storage/downloads/HEWI_805_21_600_en.pdf
805.22.100L | HEWI L-shaped support rail, version left | Range 805 L-shaped support rail - left-hand version - vertical and horizontal rails joined at right-angles with rose fixings - for holding on to and providing support - for wall mounting with special HEWI fixing materials and roses - horizontal length 300 mm, vertical length 600 mm, 90 mm deep - bar diameter 33 mm, tube thickness 2 mm, rose diameter 70 mm - made of high-quality stainless steel, satin surface finish - toilet roll holder upgrade kit 805.50.015, can be retrofitted Article no.: HEWI 805.22.100L | https://catalog.hewi.com/en/p/80522100L | https://catalog.hewi.com/storage/downloads/HEWI_805_22_100L_en.pdf
805.22.100R | HEWI L-shaped support rail, version right | Range 805 L-shaped support rail - right-hand version - vertical and horizontal rails joined at right-angles with rose fixings - for holding on to and providing support - for wall mounting with special HEWI fixing materials and roses - horizontal length 300 mm, vertical length 600 mm, 90 mm deep - bar diameter 33 mm, tube thickness 2 mm, rose diameter 70 mm - made of high-quality stainless steel, satin surface finish - toilet roll holder upgrade kit 805.50.015, can be retrofitted Article no.: HEWI 805.22.100R | https://catalog.hewi.com/en/p/80522100R | https://catalog.hewi.com/storage/downloads/HEWI_805_22_100R_en.pdf
805.22.110L | HEWI L-shaped support rail, version left | Range 805 L-shaped support rail - left-hand version - vertical and horizontal rails joined at right-angles with rose fixings - for holding on to and providing support - for wall mounting with special HEWI fixing materials and roses - horizontal length 400 mm, vertical length 900 mm, 90 mm deep - bar diameter 33 mm, tube thickness 2 mm, rose diameter 70 mm - made of high-quality stainless steel, satin surface finish - toilet roll holder upgrade kit 805.50.015, can be retrofitted Article no.: HEWI 805.22.110L | https://catalog.hewi.com/en/p/80522110L | https://catalog.hewi.com/storage/downloads/HEWI_805_22_110L_en.pdf
805.22.110R | HEWI L-shaped support rail, version right | Range 805 L-shaped support rail - right-hand version - vertical and horizontal rails joined at right-angles with rose fixings - for holding on to and providing support - for wall mounting with special HEWI fixing materials and roses - horizontal length 400 mm, vertical length 900 mm, 90 mm deep - bar diameter 33 mm, tube thickness 2 mm, rose diameter 70 mm - made of high-quality stainless steel, satin surface finish - toilet roll holder upgrade kit 805.50.015, can be retrofitted Article no.: HEWI 805.22.110R | https://catalog.hewi.com/en/p/80522110R | https://catalog.hewi.com/storage/downloads/HEWI_805_22_110R_en.pdf
805.22.130L | HEWI L-shaped support rail, version left | Range 805 L-shaped support rail - left-hand version - vertical and horizontal rails joined at right-angles with rose fixings - for holding on to and providing support - for wall mounting with special HEWI fixing materials and roses - horizontal length 500 mm, vertical length 750 mm, 90 mm deep - bar diameter 33 mm, tube thickness 2 mm, rose diameter 70 mm - made of high-quality stainless steel, satin surface finish - toilet roll holder upgrade kit 805.50.015, can be retrofitted - fulfils the ÖNORM B1600/1601 requirements Article no.: HEWI 805.22.130L | https://catalog.hewi.com/en/p/80522130L | https://catalog.hewi.com/storage/downloads/HEWI_805_22_130L_en.pdf
805.22.130R | HEWI L-shaped support rail, version right | Range 805 L-shaped support rail - right-hand version - vertical and horizontal rails joined at right-angles with rose fixings - for holding on to and providing support - for wall mounting with special HEWI fixing materials and roses - horizontal length 500 mm, vertical length 750 mm, 90 mm deep - bar diameter 33 mm, tube thickness 2 mm, rose diameter 70 mm - made of high-quality stainless steel, satin surface finish - toilet roll holder upgrade kit 805.50.015, can be retrofitted - fulfils the ÖNORM B1600/1601 requirements Article no.: HEWI 805.22.130R | https://catalog.hewi.com/en/p/80522130R | https://catalog.hewi.com/storage/downloads/HEWI_805_22_130R_en.pdf
805.22.140L | HEWI L-shaped support rail, version left | Range 805 L-shaped support rail - left-hand version - vertical and horizontal rails joined at right-angles with rose fixings - for holding on to and providing support - for wall mounting with special HEWI fixing materials and roses - horizontal length 500 mm, vertical length 1000 mm, 90 mm deep - bar diameter 33 mm, tube thickness 2 mm, rose diameter 70 mm - made of high-quality stainless steel, satin surface finish - toilet roll holder upgrade kit 805.50.015, can be retrofitted - fulfils the SIA 500 requirements Article no.: HEWI 805.22.140L | https://catalog.hewi.com/en/p/80522140L | https://catalog.hewi.com/storage/downloads/HEWI_805_22_140L_en.pdf
805.22.140R | HEWI L-shaped support rail, version right | Range 805 L-shaped support rail - right-hand version - vertical and horizontal rails joined at right-angles with rose fixings - for holding on to and providing support - for wall mounting with special HEWI fixing materials and roses - horizontal length 500 mm, vertical length 1000 mm, 90 mm deep - bar diameter 33 mm, tube thickness 2 mm, rose diameter 70 mm - made of high-quality stainless steel, satin surface finish - toilet roll holder upgrade kit 805.50.015, can be retrofitted - fulfils the SIA 500 requirements Article no.: HEWI 805.22.140R | https://catalog.hewi.com/en/p/80522140R | https://catalog.hewi.com/storage/downloads/HEWI_805_22_140R_en.pdf
805.22.1S | HEWI L-shaped support rail, special length | Range 805 L-shaped support rail - available as left and right versions - vertical and horizontal rails joined at right-angles with rose fixings - for holding on to and providing support - for wall mounting with special HEWI fixing materials and roses - horizontal length made-to-measure from 300 mm to 850 mm, vertical length made-to-measure from 600 mm to 1100 mm, 90 mm deep - bar diameter 33 mm, tube thickness 2 mm, rose diameter 70 mm - made of high-quality stainless steel, satin surface finish - toilet roll holder upgrade kit 805.50.015, can be retrofitted Article no.: HEWI 805.22.1S | https://catalog.hewi.com/en/p/805221S | https://catalog.hewi.com/storage/downloads/HEWI_805_22_1S_en.pdf
805.22.200L | HEWI L-shaped support rail, version left | Range 805 L-shaped support rail - left-hand version - rails joined at an obtuse angle (> 45°) with fixing roses - for holding on to and providing support - for wall mounting with special HEWI fixing materials and roses - centre-to-centre dimensions 620 mm and 200 mm, 135° angle, 200 mm high, 90 mm deep - bar diameter 33 mm, tube thickness 2 mm, rose diameter 70 mm - made of high-quality stainless steel, satin surface finish - toilet roll holder upgrade kit 805.50.015, can be retrofitted Article no.: HEWI 805.22.200L | https://catalog.hewi.com/en/p/80522200L | https://catalog.hewi.com/storage/downloads/HEWI_805_22_200L_en.pdf
805.22.200R | HEWI L-shaped support rail, version right | Range 805 L-shaped support rail - right-hand version - rails joined at a flat angle with fixing roses - for holding on to and providing support - for wall mounting with special HEWI fixing materials and roses - centre-to-centre dimensions 620 mm and 200 mm, 135° angle, 200 mm high, 90 mm deep - bar diameter 33 mm, tube thickness 2 mm, rose diameter 70 mm - made of high-quality stainless steel, satin surface finish - toilet roll holder upgrade kit 805.50.015, can be retrofitted Article no.: HEWI 805.22.200R | https://catalog.hewi.com/en/p/80522200R | https://catalog.hewi.com/storage/downloads/HEWI_805_22_200R_en.pdf
805.33.100 | HEWI Rail with shower head holder | Range 805 Classic Rail with shower head holder - vertical rail with right-angled ends and shower head holder, fixing roses - centre-to-centre 600 mm - 90 mm deep, bar diameter 33 mm, tube thickness 2 mm, rose diameter 70 mm - suitable for shower heads of various manufacturers - shower head holder can be continuously tilted and, after pulling or pushing a large lever, its height can be adjusted - conical adapter on shower head holder makes it easier to hook in the handheld shower head - for wall mounting with special HEWI fixing materials and roses - shower head holder made of high-quality polyamide in HEWI colours 90 (jet black), 92 (anthracite grey), 98 (signal white) or 99 (pure white) - made of high-quality stainless steel, satin surface finish Article no.: HEWI 805.33.100 | https://catalog.hewi.com/en/p/80533100 | https://catalog.hewi.com/storage/downloads/HEWI_805_33_100_en.pdf
805.33.110 | HEWI Rail with shower head holder | Range 805 Classic Rail with shower head holder - vertical rail with right-angled ends and shower head holder, fixing roses - centre-to-centre 900 mm - 90 mm deep, bar diameter 33 mm, tube thickness 2 mm, rose diameter 70 mm - suitable for shower heads of various manufacturers - shower head holder can be continuously tilted and, after pulling or pushing a large lever, its height can be adjusted - conical adapter on shower head holder makes it easier to hook in the handheld shower head - for wall mounting with special HEWI fixing materials and roses - shower head holder made of high-quality polyamide in HEWI colours 90 (jet black), 92 (anthracite grey), 98 (signal white) or 99 (pure white) - made of high-quality stainless steel, satin surface finish Article no.: HEWI 805.33.110 | https://catalog.hewi.com/en/p/80533110 | https://catalog.hewi.com/storage/downloads/HEWI_805_33_110_en.pdf
805.33.120 | HEWI Rail with shower head holder | Range 805 Classic Rail with shower head holder - vertical rail with right-angled ends and shower head holder, fixing roses - centre-to-centre 1100 mm - 90 mm deep, bar diameter 33 mm, tube thickness 2 mm, rose diameter 70 mm - suitable for shower heads of various manufacturers - shower head holder can be continuously tilted and, after pulling or pushing a large lever, its height can be adjusted - conical adapter on shower head holder makes it easier to hook in the handheld shower head - for wall mounting with special HEWI fixing materials and roses - shower head holder made of high-quality polyamide in HEWI colours 90 (jet black), 92 (anthracite grey), 98 (signal white) or 99 (pure white) - made of high-quality stainless steel, satin surface finish Article no.: HEWI 805.33.120 | https://catalog.hewi.com/en/p/80533120 | https://catalog.hewi.com/storage/downloads/HEWI_805_33_120_en.pdf
805.33.1S | HEWI Rail with shower head holder, special length | Range 805 Classic Rail with shower head holder - vertical rail with right-angled ends and shower head holder, fixing roses - centre-to-centre made-to-measure from 600 mm to 1250 mm - 90 mm deep, bar diameter 33 mm, tube thickness 2 mm, rose diameter 70 mm - suitable for shower heads of various manufacturers - shower head holder can be continuously tilted and, after pulling or pushing a large lever, its height can be adjusted - conical adapter on shower head holder makes it easier to hook in the handheld shower head - for wall mounting with special HEWI fixing materials and roses - shower head holder made of high-quality polyamide in HEWI colours 90 (jet black), 92 (anthracite grey), 98 (signal white) or 99 (pure white) - made of high-quality stainless steel, satin surface finish Article no.: HEWI 805.33.1S | https://catalog.hewi.com/en/p/805331S | https://catalog.hewi.com/storage/downloads/HEWI_805_33_1S_en.pdf
805.33.210L | HEWI L-shaped support rail with shower head holder, version left | Range 805 Classic L-shaped support rail with shower head holder left-hand version - vertical and horizontal bars joined to form an L-shape and fitted with fixing roses and a shower head holder - vertical length 1100 mm, horizontal length 600 mm - 90 mm deep, bar diameter 33 mm, tube thickness 2 mm, rose diameter 70 mm - suitable for shower heads of various manufacturers - shower head holder can be continuously tilted and, after pulling or pushing a large lever, its height can be adjusted - conical adapter on shower head holder makes it easier to hook in the handheld shower head - for wall mounting with special HEWI fixing materials and roses - left-hand version - shower head holder made of high-quality polyamide in HEWI colours 90 (jet black), 92 (anthracite grey), 98 (signal white) or 99 (pure white) - made of high-quality stainless steel, satin surface finish - fulfils the ÖNORM B1600/1601 and SIA 500 requirements - Please note when using with hanging seats: Compatibility check required. - A detailed list of possible combinations of hand rails, L-shaped rails and shower handrails with matching hanging seats can be found in our online catalogue in the download area of the respective product. Article no.: HEWI 805.33.210L | https://catalog.hewi.com/en/p/80533210L | https://catalog.hewi.com/storage/downloads/HEWI_805_33_210L_en.pdf
805.33.210R | HEWI L-shaped support rail with shower head holder, version right | Range 805 Classic L-shaped support rail with shower head holder right-hand version - vertical and horizontal bars joined to form an L-shape and fitted with fixing roses and a shower head holder - vertical length 1100 mm, horizontal length 600 mm - 90 mm deep, bar diameter 33 mm, tube thickness 2 mm, rose diameter 70 mm - suitable for shower heads of various manufacturers - shower head holder can be continuously tilted and, after pulling or pushing a large lever, its height can be adjusted - conical adapter on shower head holder makes it easier to hook in the handheld shower head - for wall mounting with special HEWI fixing materials and roses - right-hand version - shower head holder made of high-quality polyamide in HEWI colours 90 (jet black), 92 (anthracite grey), 98 (signal white) or 99 (pure white) - made of high-quality stainless steel, satin surface finish - fulfils the ÖNORM B1600/1601 and SIA 500 requirements - Please note when using with hanging seats: Compatibility check required. - A detailed list of possible combinations of hand rails, L-shaped rails and shower handrails with matching hanging seats can be found in our online catalogue in the download area of the respective product. Article no.: HEWI 805.33.210R | https://catalog.hewi.com/en/p/80533210R | https://catalog.hewi.com/storage/downloads/HEWI_805_33_210R_en.pdf
805.33.220L | HEWI L-shaped support rail with shower head holder, version left | L-shaped support rail with shower head holder, Range 805 Classic, version left - vertical and horizontal bars joined to form an L-shape and fitted with fixing roses and a shower head holder - vertical length 1250 mm, horizontal length 600 mm - 90 mm deep, bar diameter 33 mm, tube thickness 2 mm, rose diameter 70 mm - suitable for shower heads of various manufacturers - shower head holder can be continuously tilted and, after pulling or pushing a large lever, its height can be adjusted - conical adapter on shower head holder makes it easier to hook in the handheld shower head - for wall mounting with special fixing materials and roses - left-hand version - shower head holder made of high-quality polyamide in colours 90 (jet black), 92 (anthracite grey), 98 (signal white) or 99 (pure white) - made of high-quality stainless steel, satin surface finish - fulfils the ÖNORM B1600/1601 and SIA 500 requirements - Please note when using with hanging seats: Compatibility check required. - A detailed list of possible combinations of hand rails, L-shaped rails and shower handrails with matching hanging seats can be found in our online catalogue in the download area of the respective product. Article no.: HEWI 805.33.220L | https://catalog.hewi.com/en/p/80533220L | https://catalog.hewi.com/storage/downloads/HEWI_805_33_220L_en.pdf
805.33.220R | HEWI L-shaped support rail with shower head holder, version right | L-shaped support rail with shower head holder, Range 805 Classic, version right - vertical and horizontal bars joined to form an L-shape and fitted with fixing roses and a shower head holder - vertical length 1250 mm, horizontal length 600 mm - 90 mm deep, bar diameter 33 mm, tube thickness 2 mm, rose diameter 70 mm - suitable for shower heads of various manufacturers - shower head holder can be continuously tilted and, after pulling or pushing a large lever, its height can be adjusted - conical adapter on shower head holder makes it easier to hook in the handheld shower head - for wall mounting with special fixing materials and roses - right-hand version - shower head holder made of high-quality polyamide in colours 90 (jet black), 92 (anthracite grey), 98 (signal white) or 99 (pure white) - made of high-quality stainless steel, satin surface finish - fulfils the ÖNORM B1600/1601 and SIA 500 requirements - Please note when using with hanging seats: Compatibility check required. - A detailed list of possible combinations of hand rails, L-shaped rails and shower handrails with matching hanging seats can be found in our online catalogue in the download area of the respective product. Article no.: HEWI 805.33.220R | https://catalog.hewi.com/en/p/80533220R | https://catalog.hewi.com/storage/downloads/HEWI_805_33_220R_en.pdf
805.33.2S | HEWI L-shaped support rail with shower head holder, special length | Range 805 Classic L-shaped support rail with shower head holder - vertical and horizontal bars joined to form an L-shape and fitted with fixing roses and a shower head holder - vertical length made-to-measure from 600 mm to 1250 mm, horizontal length made-to-measure from 300 mm to 850 mm - 90 mm deep, bar diameter 33 mm, tube thickness 2 mm, rose diameter 70 mm - suitable for shower heads of various manufacturers - shower head holder can be continuously tilted and, after pulling or pushing a large lever, its height can be adjusted - conical adapter on shower head holder makes it easier to hook in the handheld shower head - for wall mounting with special HEWI fixing materials and roses - shower head holder made of high-quality polyamide in HEWI colours 90 (jet black), 92 (anthracite grey), 98 (signal white) or 99 (pure white) - made of high-quality stainless steel, satin surface finish - Please note when using with hanging seats: Compatibility check required. - A detailed list of possible combinations of hand rails, L-shaped rails and shower handrails with matching hanging seats can be found in our online catalogue in the download area of the respective product. Article no.: HEWI 805.33.2S | https://catalog.hewi.com/en/p/805332S | https://catalog.hewi.com/storage/downloads/HEWI_805_33_2S_en.pdf
805.33.E01 | HEWI Shower head holder | Range 805 Classic Shower head holder - for rails with shower head holder 805.33... and shower grab rails 805.35..., - 108 mm high, 104 mm wide - made of high-quality polyamide in HEWI colours 90 (jet black), 92 (anthracite grey), 98 (signal white) or 99 (pure white) Article no.: HEWI 805.33.E01 | https://catalog.hewi.com/en/p/80533E01 | https://catalog.hewi.com/storage/downloads/HEWI_805_33_E01_en.pdf
805.35.110 | HEWI Shower grab rail | Range 805 Classic Shower grab rail - horizontal rails joined at right-angle and fitted with fixing roses - horizontal lengths 762 mm - 90 mm deep, bar diameter 33 mm, tube thickness 2 mm, rose diameter 70 mm - for wall mounting with special HEWI fixing materials and roses - made of high-quality stainless steel, satin surface finish - Please note when using with hanging seats: Compatibility check required. - A detailed list of possible combinations of hand rails, L-shaped rails and shower handrails with matching hanging seats can be found in our online catalogue in the download area of the respective product. Article no.: HEWI 805.35.110 | https://catalog.hewi.com/en/p/80535110 | https://catalog.hewi.com/storage/downloads/HEWI_805_35_110_en.pdf
805.35.1S | HEWI Support grab rail, special length | Range 805 Classic Shower grab rail - horizontal rails joined at right-angle and fitted with fixing roses - horizontal lengths made-to-measure from 475 mm to 1800 mm - 90 mm deep, bar diameter 33 mm, tube thickness 2 mm, rose diameter 70 mm - additional support required for lengths above 1200 mm as spacings between supports may not exceed 850 mm - for wall mounting with special HEWI fixing materials and roses - made of high-quality stainless steel, satin surface finish - Please note when using with hanging seats: Compatibility check required. - A detailed list of possible combinations of hand rails, L-shaped rails and shower handrails with matching hanging seats can be found in our online catalogue in the download area of the respective product. Article no.: HEWI 805.35.1S | https://catalog.hewi.com/en/p/805351S | https://catalog.hewi.com/storage/downloads/HEWI_805_35_1S_en.pdf
805.35.210L | HEWI Rail with vertical support bar and shower head holder, version left | Range 805 Classic Rail with vertical support bar and shower head holder left-hand version - vertical and horizontal bars joined to form an L-shape and fitted with fixing roses and a shower head holder - vertical length of 1100 mm, horizontal lengths 762 mm - 90 mm deep, bar diameter 33 mm, tube thickness 2 mm, rose diameter 70 mm - suitable for shower heads of various manufacturers - shower head holder can be continuously tilted and, after pulling or pushing a large lever, its height can be adjusted - conical adapter on shower head holder makes it easier to hook in the handheld shower head - for wall mounting with special HEWI fixing materials and roses - left-hand version - shower head holder made of high-quality polyamide in HEWI colours 90 (jet black), 92 (anthracite grey), 98 (signal white) or 99 (pure white) - made of high-quality stainless steel, satin surface finish - Please note when using with hanging seats: Compatibility check required. - A detailed list of possible combinations of hand rails, L-shaped rails and shower handrails with matching hanging seats can be found in our online catalogue in the download area of the respective product. Article no.: HEWI 805.35.210L | https://catalog.hewi.com/en/p/80535210L | https://catalog.hewi.com/storage/downloads/HEWI_805_35_210L_en.pdf
805.35.210R | HEWI Rail with vertical support bar and shower head holder, version right | Range 805 Classic Rail with vertical support bar and shower head holder right-hand version - vertical and horizontal bars joined to form an L-shape and fitted with fixing roses and a shower head holder - vertical length of 1100 mm, horizontal lengths 762 mm - 90 mm deep, bar diameter 33 mm, tube thickness 2 mm, rose diameter 70 mm - suitable for shower heads of various manufacturers - shower head holder can be continuously tilted and, after pulling or pushing a large lever, its height can be adjusted - conical adapter on shower head holder makes it easier to hook in the handheld shower head - for wall mounting with special HEWI fixing materials and roses - right-hand version - shower head holder made of high-quality polyamide in HEWI colours 90 (jet black), 92 (anthracite grey), 98 (signal white) or 99 (pure white) - made of high-quality stainless steel, satin surface finish - Please note when using with hanging seats: Compatibility check required. - A detailed list of possible combinations of hand rails, L-shaped rails and shower handrails with matching hanging seats can be found in our online catalogue in the download area of the respective product. Article no.: HEWI 805.35.210R | https://catalog.hewi.com/en/p/80535210R | https://catalog.hewi.com/storage/downloads/HEWI_805_35_210R_en.pdf
805.35.21S | HEWI Rail with vertical support bar and shower head holder, special length | Range 805 Classic Rail with vertical support bar and shower head holder - vertical and horizontal bars joined to form an L-shape and fitted with fixing roses and a shower head holder - vertical length made-to-measure from 600 mm to 1250 mm, horizontal length made-to-measure from 475 mm to 1800 mm - 90 mm deep, bar diameter 33 mm, tube thickness 2 mm, rose diameter 70 mm - additional support required for lengths above 1200 mm as spacings between supports may not exceed 850 mm - suitable for shower heads of various manufacturers - shower head holder can be continuously tilted and, after pulling or pushing a large lever, its height can be adjusted - conical adapter on shower head holder makes it easier to hook in the handheld shower head - for wall mounting with special HEWI fixing materials and roses - shower head holder made of high-quality polyamide in HEWI colours 90 (jet black), 92 (anthracite grey), 98 (signal white) or 99 (pure white) - made of high-quality stainless steel, satin surface finish - Please note when using with hanging seats: Compatibility check required. - A detailed list of possible combinations of hand rails, L-shaped rails and shower handrails with matching hanging seats can be found in our online catalogue in the download area of the respective product. Article no.: HEWI 805.35.21S | https://catalog.hewi.com/en/p/8053521S | https://catalog.hewi.com/storage/downloads/HEWI_805_35_21S_en.pdf
805.35.220L | HEWI Rail with vertical support bar and shower head holder, version left | Range 805 Classic Rail with vertical support bar and shower head holder, version left - vertical and horizontal bars joined to form an L-shape and fitted with fixing roses and a shower head holder - vertical length of 1250 mm, horizontal lengths 762 mm - 90 mm deep, bar diameter 33 mm, tube thickness 2 mm, rose diameter 70 mm - suitable for shower heads of various manufacturers - shower head holder can be continuously tilted and, after pulling or pushing a large lever, its height can be adjusted - conical adapter on shower head holder makes it easier to hook in the handheld shower head - for wall mounting with special HEWI fixing materials and roses - left-hand version - shower head holder made of high-quality polyamide in HEWI colours 90 (jet black), 92 (anthracite grey), 98 (signal white) or 99 (pure white) - made of high-quality stainless steel, satin surface finish - Please note when using with hanging seats: Compatibility check required. - A detailed list of possible combinations of hand rails, L-shaped rails and shower handrails with matching hanging seats can be found in our online catalogue in the download area of the respective product. Article no.: HEWI 805.35.220L | https://catalog.hewi.com/en/p/80535220L | https://catalog.hewi.com/storage/downloads/HEWI_805_35_220L_en.pdf
805.35.220R | HEWI Rail with vertical support bar and shower head holder, version right | Range 805 Classic Rail with vertical support bar and shower head holder, version right - vertical and horizontal bars joined to form an L-shape and fitted with fixing roses and a shower head holder - vertical length of 1250 mm, horizontal lengths 762 mm - 90 mm deep, bar diameter 33 mm, tube thickness 2 mm, rose diameter 70 mm - suitable for shower heads of various manufacturers - shower head holder can be continuously tilted and, after pulling or pushing a large lever, its height can be adjusted - conical adapter on shower head holder makes it easier to hook in the handheld shower head - for wall mounting with special HEWI fixing materials and roses - right-hand version - shower head holder made of high-quality polyamide in HEWI colours 90 (jet black), 92 (anthracite grey), 98 (signal white) or 99 (pure white) - made of high-quality stainless steel, satin surface finish - Please note when using with hanging seats: Compatibility check required. - A detailed list of possible combinations of hand rails, L-shaped rails and shower handrails with matching hanging seats can be found in our online catalogue in the download area of the respective product. Article no.: HEWI 805.35.220R | https://catalog.hewi.com/en/p/80535220R | https://catalog.hewi.com/storage/downloads/HEWI_805_35_220R_en.pdf
805.35.230L | HEWI Rail with vertical support bar and shower head holder, version left | Range 805 Classic Rail with vertical support bar and shower head holder left-hand version - vertical and horizontal bars joined to form an L-shape and fitted with fixing roses and a shower head holder - vertical length of 1100 mm, horizontal lengths 762 mm and 962 mm - 90 mm deep, bar diameter 33 mm, tube thickness 2 mm, rose diameter 70 mm - suitable for shower heads of various manufacturers - shower head holder can be continuously tilted and, after pulling or pushing a large lever, its height can be adjusted - conical adapter on shower head holder makes it easier to hook in the handheld shower head - for wall mounting with special HEWI fixing materials and roses - left-hand version - shower head holder made of high-quality polyamide in HEWI colours 90 (jet black), 92 (anthracite grey), 98 (signal white) or 99 (pure white) - made of high-quality stainless steel, satin surface finish - fulfils the ÖNORM B1600/1601 requirements - Please note when using with hanging seats: Compatibility check required. - A detailed list of possible combinations of hand rails, L-shaped rails and shower handrails with matching hanging seats can be found in our online catalogue in the download area of the respective product. Article no.: HEWI 805.35.230L | https://catalog.hewi.com/en/p/80535230L | https://catalog.hewi.com/storage/downloads/HEWI_805_35_230L_en.pdf
805.35.230R | HEWI Rail with vertical support bar and shower head holder, version right | Range 805 Classic Rail with vertical support bar and shower head holder right-hand version - vertical and horizontal bars joined to form an L-shape and fitted with fixing roses and a shower head holder - vertical length of 1100 mm, horizontal lengths 762 mm and 962 mm - 90 mm deep, bar diameter 33 mm, tube thickness 2 mm, rose diameter 70 mm - suitable for shower heads of various manufacturers - shower head holder can be continuously tilted and, after pulling or pushing a large lever, its height can be adjusted - conical adapter on shower head holder makes it easier to hook in the handheld shower head - for wall mounting with special HEWI fixing materials and roses - right-hand version - shower head holder made of high-quality polyamide in HEWI colours 90 (jet black), 92 (anthracite grey), 98 (signal white) or 99 (pure white) - made of high-quality stainless steel, satin surface finish - fulfils the ÖNORM B1600/1601 requirements - Please note when using with hanging seats: Compatibility check required. - A detailed list of possible combinations of hand rails, L-shaped rails and shower handrails with matching hanging seats can be found in our online catalogue in the download area of the respective product. Article no.: HEWI 805.35.230R | https://catalog.hewi.com/en/p/80535230R | https://catalog.hewi.com/storage/downloads/HEWI_805_35_230R_en.pdf
805.35.240L | HEWI Rail with vertical support bar and shower head holder, version left | Range 805 Classic Rail with vertical support bar and shower head holder, version left - vertical and horizontal bars joined to form an L-shape and fitted with fixing roses and a shower head holder - vertical length of 1250 mm, horizontal lengths 762 mm and 962 mm - 90 mm deep, bar diameter 33 mm, tube thickness 2 mm, rose diameter 70 mm - suitable for shower heads of various manufacturers - shower head holder can be continuously tilted and, after pulling or pushing a large lever, its height can be adjusted - conical adapter on shower head holder makes it easier to hook in the handheld shower head - for wall mounting with special HEWI fixing materials and roses - left-hand version - shower head holder made of high-quality polyamide in HEWI colours 90 (jet black), 92 (anthracite grey), 98 (signal white) or 99 (pure white) - made of high-quality stainless steel, satin surface finish - fulfils the ÖNORM B1600/1601 requirements - Please note when using with hanging seats: Compatibility check required. - A detailed list of possible combinations of hand rails, L-shaped rails and shower handrails with matching hanging seats can be found in our online catalogue in the download area of the respective product. Article no.: HEWI 805.35.240L | https://catalog.hewi.com/en/p/80535240L | https://catalog.hewi.com/storage/downloads/HEWI_805_35_240L_en.pdf
805.35.240R | HEWI Rail with vertical support bar and shower head holder, version right | Range 805 Classic Rail with vertical support bar and shower head holder, version right - vertical and horizontal bars joined to form an L-shape and fitted with fixing roses and a shower head holder - vertical length of 1250 mm, horizontal lengths 762 mm and 962 mm - 90 mm deep, bar diameter 33 mm, tube thickness 2 mm, rose diameter 70 mm - suitable for shower heads of various manufacturers - shower head holder can be continuously tilted and, after pulling or pushing a large lever, its height can be adjusted - conical adapter on shower head holder makes it easier to hook in the handheld shower head - for wall mounting with special HEWI fixing materials and roses - right-hand version - shower head holder made of high-quality polyamide in HEWI colours 90 (jet black), 92 (anthracite grey), 98 (signal white) or 99 (pure white) - made of high-quality stainless steel, satin surface finish - fulfils the ÖNORM B1600/1601 requirements - Please note when using with hanging seats: Compatibility check required. - A detailed list of possible combinations of hand rails, L-shaped rails and shower handrails with matching hanging seats can be found in our online catalogue in the download area of the respective product. Article no.: HEWI 805.35.240R | https://catalog.hewi.com/en/p/80535240R | https://catalog.hewi.com/storage/downloads/HEWI_805_35_240R_en.pdf
805.35.300 | HEWI Shower grab rail with sideways adjustable vertical support bar and shower head holder | Range 805 Classic Rail with vertical support bar and sliding shower head holder - vertical and horizontal bars joined to form an L-shape and fitted with fixing roses and a shower head holder - with vertical rail with shower head holder that can be moved to the side (for installation) - vertical length 1100 mm, horizontal lengths (corner mounting) 1185 mm and 762 mm - 90 mm deep, bar diameter 33 mm, tube thickness 2 mm, rose diameter 70 mm - suitable for shower heads of various manufacturers - shower head holder can be continuously tilted and, after pulling or pushing a large lever, its height can be adjusted - conical adapter on shower head holder makes it easier to hook in the handheld shower head - for wall mounting with special HEWI fixing materials and roses - can be mounted in left hand or right hand position - shower head holder made of high-quality polyamide in HEWI colours 90 (jet black), 92 (anthracite grey), 98 (signal white) or 99 (pure white) - made of high-quality stainless steel, satin surface finish - Please note when using with hanging seats: Compatibility check required. - A detailed list of possible combinations of hand rails, L-shaped rails and shower handrails with matching hanging seats can be found in our online catalogue in the download area of the respective product. Article no.: HEWI 805.35.300 | https://catalog.hewi.com/en/p/80535300 | https://catalog.hewi.com/storage/downloads/HEWI_805_35_300_en.pdf
805.35.310 | HEWI Shower grab rail with sideways adjustable vertical support bar and shower head holder | Range 805 Classic Rail with vertical support bar and sliding shower head holder - vertical and horizontal bars joined to form an L-shape and fitted with fixing roses and a shower head holder - with vertical rail with shower head holder that can be moved to the side (for installation) - vertical length of 1100 mm, horizontal lengths (corner mounting) 762 mm - 90 mm deep, bar diameter 33 mm, tube thickness 2 mm, rose diameter 70 mm - suitable for shower heads of various manufacturers - shower head holder can be continuously tilted and, after pulling or pushing a large lever, its height can be adjusted - conical adapter on shower head holder makes it easier to hook in the handheld shower head - for wall mounting with special HEWI fixing materials and roses - can be mounted in left hand or right hand position - shower head holder made of high-quality polyamide in HEWI colours 90 (jet black), 92 (anthracite grey), 98 (signal white) or 99 (pure white) - made of high-quality stainless steel, satin surface finish - Please note when using with hanging seats: Compatibility check required. - A detailed list of possible combinations of hand rails, L-shaped rails and shower handrails with matching hanging seats can be found in our online catalogue in the download area of the respective product. Article no.: HEWI 805.35.310 | https://catalog.hewi.com/en/p/80535310 | https://catalog.hewi.com/storage/downloads/HEWI_805_35_310_en.pdf
805.35.320 | HEWI Shower grab rail with sideways adjustable vertical support bar and shower head holder | Range 805 Classic Rail with vertical support bar and sliding shower head holder - vertical and horizontal bars joined to form an L-shape and fitted with fixing roses and a shower head holder - with vertical rail with shower head holder that can be moved to the side (for installation) - vertical length 1250 mm, horizontal lengths (corner mounting) 1185 mm and 762 mm - 90 mm deep, bar diameter 33 mm, tube thickness 2 mm, rose diameter 70 mm - suitable for shower heads of various manufacturers - shower head holder can be continuously tilted and, after pulling or pushing a large lever, its height can be adjusted - conical adapter on shower head holder makes it easier to hook in the handheld shower head - for wall mounting with special HEWI fixing materials and roses - can be mounted in left hand or right hand position - shower head holder made of high-quality polyamide in HEWI colours 90 (jet black), 92 (anthracite grey), 98 (signal white) or 99 (pure white) - made of high-quality stainless steel, satin surface finish - Please note when using with hanging seats: Compatibility check required. - A detailed list of possible combinations of hand rails, L-shaped rails and shower handrails with matching hanging seats can be found in our online catalogue in the download area of the respective product. Article no.: HEWI 805.35.320 | https://catalog.hewi.com/en/p/80535320 | https://catalog.hewi.com/storage/downloads/HEWI_805_35_320_en.pdf
805.35.330 | HEWI Shower grab rail with sideways adjustable vertical support bar and shower head holder | Range 805 Classic Rail with vertical support bar and sliding shower head holder - vertical and horizontal bars joined to form an L-shape and fitted with fixing roses and a shower head holder - with vertical rail with shower head holder that can be moved to the side (for installation) - vertical length of 1250 mm, horizontal lengths (corner mounting) 762 mm - 90 mm deep, bar diameter 33 mm, tube thickness 2 mm, rose diameter 70 mm - suitable for shower heads of various manufacturers - shower head holder can be continuously tilted and, after pulling or pushing a large lever, its height can be adjusted - conical adapter on shower head holder makes it easier to hook in the handheld shower head - for wall mounting with special HEWI fixing materials and roses - can be mounted in left hand or right hand position - shower head holder made of high-quality polyamide in HEWI colours 90 (jet black), 92 (anthracite grey), 98 (signal white) or 99 (pure white) - made of high-quality stainless steel, satin surface finish - Please note when using with hanging seats: Compatibility check required. - A detailed list of possible combinations of hand rails, L-shaped rails and shower handrails with matching hanging seats can be found in our online catalogue in the download area of the respective product. Article no.: HEWI 805.35.330 | https://catalog.hewi.com/en/p/80535330 | https://catalog.hewi.com/storage/downloads/HEWI_805_35_330_en.pdf
805.35.340 | HEWI Shower grab rail with sideways adjustable vertical support bar and shower head holder | Range 805 Classic Rail with vertical support bar and sliding shower head holder - vertical and horizontal bars joined to form an L-shape and fitted with fixing roses and a shower head holder - with vertical rail with shower head holder that can be moved to the side (for installation) - vertical length of 1100 mm, horizontal lengths (corner mounting) 962 mm - 90 mm deep, bar diameter 33 mm, tube thickness 2 mm, rose diameter 70 mm - suitable for shower heads of various manufacturers - shower head holder can be continuously tilted and, after pulling or pushing a large lever, its height can be adjusted - conical adapter on shower head holder makes it easier to hook in the handheld shower head - for wall mounting with special HEWI fixing materials and roses - can be mounted in left hand or right hand position - shower head holder made of high-quality polyamide in HEWI colours 90 (jet black), 92 (anthracite grey), 98 (signal white) or 99 (pure white) - made of high-quality stainless steel, satin surface finish - fulfils the ÖNORM B1600/1601 requirements - Please note when using with hanging seats: Compatibility check required. - A detailed list of possible combinations of hand rails, L-shaped rails and shower handrails with matching hanging seats can be found in our online catalogue in the download area of the respective product. Article no.: HEWI 805.35.340 | https://catalog.hewi.com/en/p/80535340 | https://catalog.hewi.com/storage/downloads/HEWI_805_35_340_en.pdf
805.35.350 | HEWI Shower grab rail with sideways adjustable vertical support bar and shower head holder | Range 805 Classic Rail with vertical support bar and sliding shower head holder - vertical and horizontal bars joined to form an L-shape and fitted with fixing roses and a shower head holder - with vertical rail with shower head holder that can be moved to the side (for installation) - vertical length of 1250 mm, horizontal lengths (corner mounting) 962 mm - 90 mm deep, bar diameter 33 mm, tube thickness 2 mm, rose diameter 70 mm - suitable for shower heads of various manufacturers - shower head holder can be continuously tilted and, after pulling or pushing a large lever, its height can be adjusted - conical adapter on shower head holder makes it easier to hook in the handheld shower head - for wall mounting with special HEWI fixing materials and roses - can be mounted in left hand or right hand position - shower head holder made of high-quality polyamide in HEWI colours 90 (jet black), 92 (anthracite grey), 98 (signal white) or 99 (pure white) - made of high-quality stainless steel, satin surface finish - fulfils the ÖNORM B1600/1601 requirements - Please note when using with hanging seats: Compatibility check required. - A detailed list of possible combinations of hand rails, L-shaped rails and shower handrails with matching hanging seats can be found in our online catalogue in the download area of the respective product. Article no.: HEWI 805.35.350 | https://catalog.hewi.com/en/p/80535350 | https://catalog.hewi.com/storage/downloads/HEWI_805_35_350_en.pdf
805.35.3S | HEWI Rail with vertical support bar and shower head holder, special length | Range 805 Classic Rail with vertical support bar and sliding shower head holder - vertical and horizontal bars joined to form an L-shape and fitted with fixing roses and a shower head holder - with vertical rail with shower head holder that can be moved to the side (for installation) - vertical length made-to-measure from 600 mm to 1250 mm, horizontal lengths (corner mounting) made-to-measure from 475 mm to 1800 mm - 90 mm deep, bar diameter 33 mm, tube thickness 2 mm, rose diameter 70 mm - additional support required for lengths above 1200 mm as spacings between supports may not exceed 850 mm - suitable for shower heads of various manufacturers - shower head holder can be continuously tilted and, after pulling or pushing a large lever, its height can be adjusted - conical adapter on shower head holder makes it easier to hook in the handheld shower head - for wall mounting with special HEWI fixing materials and roses - can be mounted in left hand or right hand position - shower head holder made of high-quality polyamide in HEWI colours 90 (jet black), 92 (anthracite grey), 98 (signal white) or 99 (pure white) - made of high-quality stainless steel, satin surface finish - Please note when using with hanging seats: Compatibility check required. - A detailed list of possible combinations of hand rails, L-shaped rails and shower handrails with matching hanging seats can be found in our online catalogue in the download area of the respective product. Article no.: HEWI 805.35.3S | https://catalog.hewi.com/en/p/805353S | https://catalog.hewi.com/storage/downloads/HEWI_805_35_3S_en.pdf
805.35.E01 | HEWI Rose cap | Rose cap - for rail system diameter 33 mm stainless steel - rose fixing on bend - diameter 70 mm - made of stainless steel, satin finish Article no.: HEWI 805.35.E01 | https://catalog.hewi.com/en/p/80535E01 | https://catalog.hewi.com/storage/downloads/HEWI_805_35_E01_en.pdf
805.35.E02 | HEWI Rose cap | Rose cap - for rail system diameter 33 mm stainless steel - rose fixing on support with hole - diameter 70 mm - made of stainless steel, satin finish Article no.: HEWI 805.35.E02 | https://catalog.hewi.com/en/p/80535E02 | https://catalog.hewi.com/storage/downloads/HEWI_805_35_E02_en.pdf
805.36.100 | HEWI Support rail | Range 805 Support rail - rail with right-angled ends and fixing roses - for holding on to and providing support - for wall mounting with special HEWI fixing materials and roses - centre-to-centre 300 mm - bar diameter 33 mm, tube thickness 2 mm, rose diameter 70 mm - made of high-quality stainless steel, satin surface finish - Please note when using with hanging seats: Compatibility check required. - A detailed list of possible combinations of hand rails, L-shaped rails and shower handrails with matching hanging seats can be found in our online catalogue in the download area of the respective product. Article no.: HEWI 805.36.100 | https://catalog.hewi.com/en/p/80536100 | https://catalog.hewi.com/storage/downloads/HEWI_805_36_100_en.pdf
805.36.110 | HEWI Support rail | Range 805 Support rail - rail with right-angled ends and fixing roses - for holding on to and providing support - for wall mounting with special HEWI fixing materials and roses - centre-to-centre 400 mm - bar diameter 33 mm, tube thickness 2 mm, rose diameter 70 mm - made of high-quality stainless steel, satin surface finish - Please note when using with hanging seats: Compatibility check required. - A detailed list of possible combinations of hand rails, L-shaped rails and shower handrails with matching hanging seats can be found in our online catalogue in the download area of the respective product. Article no.: HEWI 805.36.110 | https://catalog.hewi.com/en/p/80536110 | https://catalog.hewi.com/storage/downloads/HEWI_805_36_110_en.pdf
805.36.120 | HEWI Support rail | Range 805 Support rail - rail with right-angled ends and fixing roses - for holding on to and providing support - for wall mounting with special HEWI fixing materials and roses - centre-to-centre 500 mm - bar diameter 33 mm, tube thickness 2 mm, rose diameter 70 mm - made of high-quality stainless steel, satin surface finish - Please note when using with hanging seats: Compatibility check required. - A detailed list of possible combinations of hand rails, L-shaped rails and shower handrails with matching hanging seats can be found in our online catalogue in the download area of the respective product. Article no.: HEWI 805.36.120 | https://catalog.hewi.com/en/p/80536120 | https://catalog.hewi.com/storage/downloads/HEWI_805_36_120_en.pdf
805.36.130 | HEWI Support rail | Range 805 Support rail - rail with right-angled ends and fixing roses - for holding on to and providing support - for wall mounting with special HEWI fixing materials and roses - centre-to-centre 600 mm - bar diameter 33 mm, tube thickness 2 mm, rose diameter 70 mm - made of high-quality stainless steel, satin surface finish - Please note when using with hanging seats: Compatibility check required. - A detailed list of possible combinations of hand rails, L-shaped rails and shower handrails with matching hanging seats can be found in our online catalogue in the download area of the respective product. Article no.: HEWI 805.36.130 | https://catalog.hewi.com/en/p/80536130 | https://catalog.hewi.com/storage/downloads/HEWI_805_36_130_en.pdf
805.36.140 | HEWI Support rail | Range 805 Support rail - rail with right-angled ends and fixing roses - for holding on to and providing support - for wall mounting with special HEWI fixing materials and roses - centre-to-centre 900 mm - bar diameter 33 mm, tube thickness 2 mm, rose diameter 70 mm - made of high-quality stainless steel, satin surface finish - Please note when using with hanging seats: Compatibility check required. - A detailed list of possible combinations of hand rails, L-shaped rails and shower handrails with matching hanging seats can be found in our online catalogue in the download area of the respective product. Article no.: HEWI 805.36.140 | https://catalog.hewi.com/en/p/80536140 | https://catalog.hewi.com/storage/downloads/HEWI_805_36_140_en.pdf
805.36.150 | HEWI Support rail | Range 805 Support rail - rail with right-angled ends and fixing roses - for holding on to and providing support - for wall mounting with special HEWI fixing materials and roses - centre-to-centre 1100 mm - bar diameter 33 mm, tube thickness 2 mm, rose diameter 70 mm - made of high-quality stainless steel, satin surface finish - Please note when using with hanging seats: Compatibility check required. - A detailed list of possible combinations of hand rails, L-shaped rails and shower handrails with matching hanging seats can be found in our online catalogue in the download area of the respective product. Article no.: HEWI 805.36.150 | https://catalog.hewi.com/en/p/80536150 | https://catalog.hewi.com/storage/downloads/HEWI_805_36_150_en.pdf
805.36.1S | HEWI Support rail, special length | Range 805 Support rail - rail with right-angled ends and fixing roses - for holding on to and providing support - for wall mounting with special HEWI fixing materials and roses - centre-to-centre made-to-measure from 220 mm to 1100 mm - bar diameter 33 mm, tube thickness 2 mm, rose diameter 70 mm - made of high-quality stainless steel, satin surface finish - Please note when using with hanging seats: Compatibility check required. - A detailed list of possible combinations of hand rails, L-shaped rails and shower handrails with matching hanging seats can be found in our online catalogue in the download area of the respective product. Article no.: HEWI 805.36.1S | https://catalog.hewi.com/en/p/805361S | https://catalog.hewi.com/storage/downloads/HEWI_805_36_1S_en.pdf
805.50.015 | HEWI Upgrade kit toilet roll holder | Range 805 Classic toilet roll holder upgrade kit - right angle-shaped toilet roll holder made of synthetic material - used for retrofitting on the HEWI rail system and on Range 805 Classic hinged support rails - easy installation - integrated toilet roll brake - 35 mm wide, 131 mm high, 139 mm deep - made of high-quality polyamide in HEWI colours 90 (jet black), 92 (anthracite grey), 98 (signal white) or 99 (pure white) Article no.: HEWI 805.50.015 | https://catalog.hewi.com/en/p/80550015 | https://catalog.hewi.com/storage/downloads/HEWI_805_50_015_en.pdf
805.50.060 | HEWI Upgrade kit WC flushing mechanism (radio-controlled) | Range 805 Classic (radio-controlled) WC flushing mechanism upgrade kit - WC flushing mechanism (radio-controlled) for easy installation and for retrofitting with HEWI hinged support rails 805.50... - 50 mm wide, 68 mm high, 105 mm long - made of high-quality polyamide in HEWI colours 90 (jet black), 92 (anthracite grey), 98 (signal white) or 99 (pure white) - transmission frequency 868.4 MHz - suitable for radio-controlled WC flushing systems made by Geberit, Friatec, Mepa, Sanit, Viega, TECE and Grohe Article no.: HEWI 805.50.060 | https://catalog.hewi.com/en/p/80550060 | https://catalog.hewi.com/storage/downloads/HEWI_805_50_060_en.pdf
805.50.100 | HEWI Hinged support rail, rotatable | Range 805 Classic Hinged support rail (rotatable) - two parallel rails running one above the other joined by a connecting bend (formed of a continuous tube) - for holding on to and providing support - weight capacity 100 kg - wall mounting plate made of polyamide with integrated steel core - can be folded upwards and, folded downwards with braking mechanism, in raised position can be turned to left or right towards the wall - for wall mounting with wall-specific HEWI fixing material (must be ordered separately) - sealing tape for sealing the fixing points is included in the scope of supply - concealed fixing - 600 mm projection, 259 mm high and 78 mm deep, 33 mm rail diameter, tube thickness 2 mm - made of high-quality stainless steel, satin surface finish - toilet roll holder 805.50.015 as well as WC flushing mechanism (radio-controlled) 805.50.060 and floor supports 950.50.022XA and 950.50.024XA for retrofitting - produced in accordance with CE- and UKCA-Regulation (EU) 2017/745 on medical devices - fulfils the DIN 18040 requirements Article no.: HEWI 805.50.100 | https://catalog.hewi.com/en/p/80550100 | https://catalog.hewi.com/storage/downloads/HEWI_805_50_100_en.pdf
805.50.101 | HEWI Mobile hinged support rail, rotatable | Range 805 Classic mobile hinged support rail (rotatable) - two parallel rails running one above the other joined by a connecting bend (formed of a continuous tube) - for holding on to and providing support - weight capacity 100 kg - can be folded upwards and, folded downwards with braking mechanism, in raised position can be turned to left or right towards the wall - for mobile use - for easy and flexible retrofitting on existing, preassembled mounting plate 950.50.016, must be ordered separately - toolless and quick installation by simple attachment of the mobile hinged support rail - secured by fixing screw to prevent unintentional removal - 600 mm projection, 250 mm high and 75 mm deep, 33 mm rail diameter, tube thickness 2 mm - made of high-quality stainless steel, satin surface finish - toilet roll holder 805.50.015 as well as WC flushing mechanism (radio-controlled) 805.50.060 and floor supports 950.50.022XA and 950.50.024XA for retrofitting - produced in accordance with CE- and UKCA-Regulation (EU) 2017/745 on medical devices - fulfils the DIN 18040 requirements Article no.: HEWI 805.50.101 | https://catalog.hewi.com/en/p/80550101 | https://catalog.hewi.com/storage/downloads/HEWI_805_50_101_en.pdf
805.50.110 | HEWI Hinged support rail, rotatable | Range 805 Classic Hinged support rail (rotatable) - two parallel rails running one above the other joined by a connecting bend (formed of a continuous tube) - for holding on to and providing support - weight capacity 100 kg - wall mounting plate made of polyamide with integrated steel core - can be folded upwards and, folded downwards with braking mechanism, in raised position can be turned to left or right towards the wall - for wall mounting with wall-specific HEWI fixing material (must be ordered separately) - sealing tape for sealing the fixing points is included in the scope of supply - concealed fixing - 700 mm projection, 259 mm high and 78 mm deep, 33 mm rail diameter, tube thickness 2 mm - made of high-quality stainless steel, satin surface finish - toilet roll holder 805.50.015 as well as WC flushing mechanism (radio-controlled) 805.50.060 and floor supports 950.50.022XA and 950.50.024XA for retrofitting - produced in accordance with CE- and UKCA-Regulation (EU) 2017/745 on medical devices - fulfils the ÖNORM B1600/1601 and SIA 500 requirements Article no.: HEWI 805.50.110 | https://catalog.hewi.com/en/p/80550110 | https://catalog.hewi.com/storage/downloads/HEWI_805_50_110_en.pdf
805.50.111 | HEWI Mobile hinged support rail, rotatable | Range 805 Classic mobile hinged support rail (rotatable) - two parallel rails running one above the other joined by a connecting bend (formed of a continuous tube) - for holding on to and providing support - weight capacity 100 kg - can be folded upwards and, folded downwards with braking mechanism, in raised position can be turned to left or right towards the wall - for mobile use - for easy and flexible retrofitting on existing, preassembled mounting plate 950.50.016, must be ordered separately - toolless and quick installation by simple attachment of the mobile hinged support rail - secured by fixing screw to prevent unintentional removal - 700 mm projection, 250 mm high and 75 mm deep, 33 mm rail diameter, tube thickness 2 mm - made of high-quality stainless steel, satin surface finish - toilet roll holder 805.50.015 as well as WC flushing mechanism (radio-controlled) 805.50.060 and floor supports 950.50.022XA and 950.50.024XA for retrofitting - produced in accordance with CE- and UKCA-Regulation (EU) 2017/745 on medical devices - fulfils the ÖNORM B1600/1601 and SIA 500 requirements Article no.: HEWI 805.50.111 | https://catalog.hewi.com/en/p/80550111 | https://catalog.hewi.com/storage/downloads/HEWI_805_50_111_en.pdf
805.50.120 | HEWI Hinged support rail, rotatable | Range 805 Classic Hinged support rail (rotatable) - two parallel rails running one above the other joined by a connecting bend (formed of a continuous tube) - for holding on to and providing support - weight capacity 100 kg - wall mounting plate made of polyamide with integrated steel core - can be folded upwards and, folded downwards with braking mechanism, in raised position can be turned to left or right towards the wall - for wall mounting with wall-specific HEWI fixing material (must be ordered separately) - sealing tape for sealing the fixing points is included in the scope of supply - concealed fixing - 850 mm projection, 259 mm high and 78 mm deep, 33 mm rail diameter, tube thickness 2 mm - made of high-quality stainless steel, satin surface finish - toilet roll holder 805.50.015 as well as WC flushing mechanism (radio-controlled) 805.50.060 and floor supports 950.50.022XA and 950.50.024XA for retrofitting - produced in accordance with CE- and UKCA-Regulation (EU) 2017/745 on medical devices - fulfils the DIN 18040, ÖNORM B1600/1601 and SIA 500 requirements Article no.: HEWI 805.50.120 | https://catalog.hewi.com/en/p/80550120 | https://catalog.hewi.com/storage/downloads/HEWI_805_50_120_en.pdf
805.50.121 | HEWI Mobile hinged support rail, rotatable | Range 805 Classic mobile hinged support rail (rotatable) - two parallel rails running one above the other joined by a connecting bend (formed of a continuous tube) - for holding on to and providing support - weight capacity 100 kg - can be folded upwards and, folded downwards with braking mechanism, in raised position can be turned to left or right towards the wall - for mobile use - for easy and flexible retrofitting on existing, preassembled mounting plate 950.50.016, must be ordered separately - toolless and quick installation by simple attachment of the mobile hinged support rail - secured by fixing screw to prevent unintentional removal - 850 mm projection, 250 mm high and 75 mm deep, 33 mm rail diameter, tube thickness 2 mm - made of high-quality stainless steel, satin surface finish - toilet roll holder 805.50.015 as well as WC flushing mechanism (radio-controlled) 805.50.060 and floor supports 950.50.022XA and 950.50.024XA for retrofitting - produced in accordance with CE- and UKCA-Regulation (EU) 2017/745 on medical devices - fulfils the DIN 18040, ÖNORM B1600/1601 and SIA 500 requirements Article no.: HEWI 805.50.121 | https://catalog.hewi.com/en/p/80550121 | https://catalog.hewi.com/storage/downloads/HEWI_805_50_121_en.pdf
805.50.130 | HEWI Hinged support rail, rotatable | Range 805 Classic Hinged support rail (rotatable) - two parallel rails running one above the other joined by a connecting bend (formed of a continuous tube) - for holding on to and providing support - weight capacity 100 kg - wall mounting plate made of polyamide with integrated steel core - can be folded upwards and, folded downwards with braking mechanism, in raised position can be turned to left or right towards the wall - for wall mounting with wall-specific HEWI fixing material (must be ordered separately) - sealing tape for sealing the fixing points is included in the scope of supply - concealed fixing - 900 mm projection, 259 mm high and 78 mm deep, 33 mm rail diameter, tube thickness 2 mm - made of high-quality stainless steel, satin surface finish - toilet roll holder 805.50.015 as well as WC flushing mechanism (radio-controlled) 805.50.060 and floor supports 950.50.022XA and 950.50.024XA for retrofitting - produced in accordance with CE- and UKCA-Regulation (EU) 2017/745 on medical devices - fulfils the ÖNORM B1600/1601 requirements Article no.: HEWI 805.50.130 | https://catalog.hewi.com/en/p/80550130 | https://catalog.hewi.com/storage/downloads/HEWI_805_50_130_en.pdf
805.50.131 | HEWI Mobile hinged support rail, rotatable | Range 805 Classic mobile hinged support rail (rotatable) - two parallel rails running one above the other joined by a connecting bend (formed of a continuous tube) - for holding on to and providing support - weight capacity 100 kg - can be folded upwards and, folded downwards with braking mechanism, in raised position can be turned to left or right towards the wall - for mobile use - for easy and flexible retrofitting on existing, preassembled mounting plate 950.50.016, must be ordered separately - toolless and quick installation by simple attachment of the mobile hinged support rail - secured by fixing screw to prevent unintentional removal - 900 mm projection, 250 mm high and 75 mm deep, 33 mm rail diameter, tube thickness 2 mm - made of high-quality stainless steel, satin surface finish - toilet roll holder 805.50.015 as well as WC flushing mechanism (radio-controlled) 805.50.060 and floor supports 950.50.022XA and 950.50.024XA for retrofitting - produced in accordance with CE- and UKCA-Regulation (EU) 2017/745 on medical devices - fulfils the ÖNORM B1600/1601 requirements Article no.: HEWI 805.50.131 | https://catalog.hewi.com/en/p/80550131 | https://catalog.hewi.com/storage/downloads/HEWI_805_50_131_en.pdf
805.50.200 | HEWI Hinged support rail | Range 805 Classic Hinged support rail - two parallel rails running one above the other joined by a connecting bend (formed of a continuous tube) - for holding on to and providing support - weight capacity 100 kg - wall mounting plate made of polyamide with integrated steel core - can be folded upwards and, folded downwards with braking mechanism - for wall mounting with wall-specific HEWI fixing material (must be ordered separately) - sealing tape for sealing the fixing points is included in the scope of supply - concealed fixing - 600 mm projection, 259 mm high and 78 mm deep, 33 mm rail diameter, tube thickness 2 mm - made of high-quality stainless steel, satin surface finish - toilet roll holder 805.50.015 as well as WC flushing mechanism (radio-controlled) 805.50.060 and floor supports 950.50.022XA and 950.50.024XA for retrofitting - produced in accordance with CE- and UKCA-Regulation (EU) 2017/745 on medical devices - fulfils the DIN 18040 requirements Article no.: HEWI 805.50.200 | https://catalog.hewi.com/en/p/80550200 | https://catalog.hewi.com/storage/downloads/HEWI_805_50_200_en.pdf
805.50.201 | HEWI Mobile hinged support rail | Range 805 Classic mobile hinged support rail - two parallel rails running one above the other joined by a connecting bend (formed of a continuous tube) - for holding on to and providing support - weight capacity 100 kg - can be folded upwards and, folded downwards with braking mechanism - for mobile use - for easy and flexible retrofitting on existing, preassembled mounting plate 950.50.016, must be ordered separately - toolless and quick installation by simple attachment of the mobile hinged support rail - secured by fixing screw to prevent unintentional removal - 600 mm projection, 250 mm high and 75 mm deep, 33 mm rail diameter, tube thickness 2 mm - made of high-quality stainless steel, satin surface finish - toilet roll holder 805.50.015 as well as WC flushing mechanism (radio-controlled) 805.50.060 and floor supports 950.50.022XA and 950.50.024XA for retrofitting - produced in accordance with CE- and UKCA-Regulation (EU) 2017/745 on medical devices - fulfils the DIN 18040 requirements Article no.: HEWI 805.50.201 | https://catalog.hewi.com/en/p/80550201 | https://catalog.hewi.com/storage/downloads/HEWI_805_50_201_en.pdf
805.50.210 | HEWI Hinged support rail | Range 805 Classic Hinged support rail - two parallel rails running one above the other joined by a connecting bend (formed of a continuous tube) - for holding on to and providing support - weight capacity 100 kg - wall mounting plate made of polyamide with integrated steel core - can be folded upwards and, folded downwards with braking mechanism - for wall mounting with wall-specific HEWI fixing material (must be ordered separately) - sealing tape for sealing the fixing points is included in the scope of supply - concealed fixing - 700 mm projection, 259 mm high and 78 mm deep, 33 mm rail diameter, tube thickness 2 mm - made of high-quality stainless steel, satin surface finish - toilet roll holder 805.50.015 as well as WC flushing mechanism (radio-controlled) 805.50.060 and floor supports 950.50.022XA and 950.50.024XA for retrofitting - produced in accordance with CE- and UKCA-Regulation (EU) 2017/745 on medical devices - fulfils the ÖNORM B1600/1601 and SIA 500 requirements Article no.: HEWI 805.50.210 | https://catalog.hewi.com/en/p/80550210 | https://catalog.hewi.com/storage/downloads/HEWI_805_50_210_en.pdf
805.50.211 | HEWI Mobile hinged support rail | Range 805 Classic mobile hinged support rail - two parallel rails running one above the other joined by a connecting bend (formed of a continuous tube) - for holding on to and providing support - weight capacity 100 kg - can be folded upwards and, folded downwards with braking mechanism - for mobile use - for easy and flexible retrofitting on existing, preassembled mounting plate 950.50.016, must be ordered separately - toolless and quick installation by simple attachment of the mobile hinged support rail - secured by fixing screw to prevent unintentional removal - 700 mm projection, 250 mm high and 75 mm deep, 33 mm rail diameter, tube thickness 2 mm - made of high-quality stainless steel, satin surface finish - toilet roll holder 805.50.015 as well as WC flushing mechanism (radio-controlled) 805.50.060 and floor supports 950.50.022XA and 950.50.024XA for retrofitting - produced in accordance with CE- and UKCA-Regulation (EU) 2017/745 on medical devices - fulfils the ÖNORM B1600/1601 and SIA 500 requirements Article no.: HEWI 805.50.211 | https://catalog.hewi.com/en/p/80550211 | https://catalog.hewi.com/storage/downloads/HEWI_805_50_211_en.pdf
805.50.220 | HEWI Hinged support rail | Range 805 Classic Hinged support rail - two parallel rails running one above the other joined by a connecting bend (formed of a continuous tube) - for holding on to and providing support - weight capacity 100 kg - wall mounting plate made of polyamide with integrated steel core - can be folded upwards and, folded downwards with braking mechanism - for wall mounting with wall-specific HEWI fixing material (must be ordered separately) - sealing tape for sealing the fixing points is included in the scope of supply - concealed fixing - 850 mm projection, 259 mm high and 78 mm deep, 33 mm rail diameter, tube thickness 2 mm - made of high-quality stainless steel, satin surface finish - toilet roll holder 805.50.015 as well as WC flushing mechanism (radio-controlled) 805.50.060 and floor supports 950.50.022XA and 950.50.024XA for retrofitting - produced in accordance with CE- and UKCA-Regulation (EU) 2017/745 on medical devices - fulfils the DIN 18040, ÖNORM B1600/1601 and SIA 500 requirements Article no.: HEWI 805.50.220 | https://catalog.hewi.com/en/p/80550220 | https://catalog.hewi.com/storage/downloads/HEWI_805_50_220_en.pdf
805.50.221 | HEWI Mobile hinged support rail | Range 805 Classic mobile hinged support rail - two parallel rails running one above the other joined by a connecting bend (formed of a continuous tube) - for holding on to and providing support - weight capacity 100 kg - can be folded upwards and, folded downwards with braking mechanism - for mobile use - for easy and flexible retrofitting on existing, preassembled mounting plate 950.50.016, must be ordered separately - toolless and quick installation by simple attachment of the mobile hinged support rail - secured by fixing screw to prevent unintentional removal - 850 mm projection, 250 mm high and 75 mm deep, 33 mm rail diameter, tube thickness 2 mm - made of high-quality stainless steel, satin surface finish - toilet roll holder 805.50.015 as well as WC flushing mechanism (radio-controlled) 805.50.060 and floor supports 950.50.022XA and 950.50.024XA for retrofitting - produced in accordance with CE- and UKCA-Regulation (EU) 2017/745 on medical devices - fulfils the DIN 18040, ÖNORM B1600/1601 and SIA 500 requirements Article no.: HEWI 805.50.221 | https://catalog.hewi.com/en/p/80550221 | https://catalog.hewi.com/storage/downloads/HEWI_805_50_221_en.pdf
805.50.230 | HEWI Hinged support rail | Range 805 Classic Hinged support rail - two parallel rails running one above the other joined by a connecting bend (formed of a continuous tube) - for holding on to and providing support - weight capacity 100 kg - wall mounting plate made of polyamide with integrated steel core - can be folded upwards and, folded downwards with braking mechanism - for wall mounting with wall-specific HEWI fixing material (must be ordered separately) - sealing tape for sealing the fixing points is included in the scope of supply - concealed fixing - 900 mm projection, 259 mm high and 78 mm deep, 33 mm rail diameter, tube thickness 2 mm - made of high-quality stainless steel, satin surface finish - toilet roll holder 805.50.015 as well as WC flushing mechanism (radio-controlled) 805.50.060 and floor supports 950.50.022XA and 950.50.024XA for retrofitting - produced in accordance with CE- and UKCA-Regulation (EU) 2017/745 on medical devices - fulfils the ÖNORM B1600/1601 requirements Article no.: HEWI 805.50.230 | https://catalog.hewi.com/en/p/80550230 | https://catalog.hewi.com/storage/downloads/HEWI_805_50_230_en.pdf
805.50.231 | HEWI Mobile hinged support rail | Range 805 Classic mobile hinged support rail - two parallel rails running one above the other joined by a connecting bend (formed of a continuous tube) - for holding on to and providing support - weight capacity 100 kg - can be folded upwards and, folded downwards with braking mechanism - for mobile use - for easy and flexible retrofitting on existing, preassembled mounting plate 950.50.016, must be ordered separately - toolless and quick installation by simple attachment of the mobile hinged support rail - secured by fixing screw to prevent unintentional removal - 900 mm projection, 250 mm high and 75 mm deep, 33 mm rail diameter, tube thickness 2 mm - made of high-quality stainless steel, satin surface finish - toilet roll holder 805.50.015 as well as WC flushing mechanism (radio-controlled) 805.50.060 and floor supports 950.50.022XA and 950.50.024XA for retrofitting - produced in accordance with CE- and UKCA-Regulation (EU) 2017/745 on medical devices - fulfils the ÖNORM B1600/1601 requirements Article no.: HEWI 805.50.231 | https://catalog.hewi.com/en/p/80550231 | https://catalog.hewi.com/storage/downloads/HEWI_805_50_231_en.pdf
805.50.550 | HEWI Hinged support rail | Hinged support rail, rotatable, from the 805 Classic range - with integrated flush release, model E - Two parallel rails, arranged on top of each other, and joined together by a connecting arch (formed from a continuous tube) - For holding on to and for support - Weight capacity up to 100kg - Wall plates made of polyamide with integrated steel core - Can be folded upwards and, folded downwards with braking mechanism, in raised position can be turned to left or right towards the wall - blue button for triggering the WC flush mechanism - spiral cable with bare wire ends for wall connection - Includes white cover for flush-mounted box - Control voltage max. 30 V = SELV, PELV, switching current up to max. 2 A - Suitable for all standard concealed cisterns with electrical control - Mounting on the wall with wall-specific HEWI mounting material (to be ordered separately) Sealing tape for sealing the fixing points is included in the delivery - Concealed mounting - Projection 700 mm, Height 259mm and width 78mm, Rail 33mm in diameter, pipe thickness 2 mm - made of high-quality stainless steel, matt satin surface - Toilet roll holder 805.50.015 and floor supports 950.50.022XA and 950.50.024XA retrofittable - Produced in accordance with Regulation (EU) 2017/745 on medical devices - Fulfils the ÖNORM B1600/1601 and SIA 500 requirements Article no.: HEWI 805.50.550 | https://catalog.hewi.com/en/p/80550550 | https://catalog.hewi.com/storage/downloads/HEWI_805_50_550_en.pdf
805.50.551 | HEWI Mobile hinged support rail | 805 Classic range mobile hinged support rail (rotatable) - with integrated flush release, model E - Two parallel rails, arranged on top of each other, and joined together by a connecting arch (formed from a continuous tube) - For holding on to and for support - Can be folded upwards and, folded downwards with braking mechanism, in raised position can be turned to left or right towards the wall - for mobile use - for easy and flexible retrofitting on existing, preassembled mounting plate: 950.50.016, must be ordered separately - toolless and quick installation by simple attachment of the hinged support rail - secured by fixing screw to prevent unintentional removal - blue button for triggering the WC flush mechanism - spiral cable with bare wire ends for wall connection - Includes white cover for flush-mounted box - Control voltage max. 30 V = SELV, PELV, switching current up to max. 2 A - Suitable for all standard concealed cisterns with electrical control - Projection 700 mm, Height 250 mm and width 75 mm, Rail 33mm in diameter, pipe thickness 2 mm - Weight capacity up to 100kg - made of high-quality stainless steel, matt satin surface - Toilet roll holder 805.50.015 and floor supports 950.50.022XA and 950.50.024XA retrofittable - Produced in accordance with Regulation (EU) 2017/745 on medical devices - Fulfils the ÖNORM B1600/1601 and SIA 500 requirements Article no.: HEWI 805.50.551 | https://catalog.hewi.com/en/p/80550551 | https://catalog.hewi.com/storage/downloads/HEWI_805_50_551_en.pdf
805.50.560 | HEWI Hinged support rail | Hinged support rail, rotatable, from the 805 Classic range - with integrated flush release, model E - Two parallel rails, arranged on top of each other, and joined together by a connecting arch (formed from a continuous tube) - For holding on to and for support - Weight capacity up to 100kg - Wall plates made of polyamide with integrated steel core - Can be folded upwards and, folded downwards with braking mechanism, in raised position can be turned to left or right towards the wall - blue button for triggering the WC flush mechanism - spiral cable with bare wire ends for wall connection - Includes white cover for flush-mounted box - Control voltage max. 30 V = SELV, PELV, switching current up to max. 2 A - Suitable for all standard concealed cisterns with electrical control - Mounting on the wall with wall-specific HEWI mounting material (to be ordered separately) Sealing tape for sealing the fixing points is included in the delivery - Concealed mounting - Projection 850 mm, Height 259mm and width 78mm, Rail 33mm in diameter, pipe thickness 2 mm - made of high-quality stainless steel, matt satin surface - Toilet roll holder 805.50.015 and floor supports 950.50.022XA and 950.50.024XA retrofittable - Produced in accordance with Regulation (EU) 2017/745 on medical devices - Fulfils the DIN 18040 requirements, ÖNORM B1600/1601 and SIA 500 Article no.: HEWI 805.50.560 | https://catalog.hewi.com/en/p/80550560 | https://catalog.hewi.com/storage/downloads/HEWI_805_50_560_en.pdf
805.50.561 | HEWI Mobile hinged support rail | 805 Classic range mobile hinged support rail (rotatable) - with integrated flush release, model E - Two parallel rails, arranged on top of each other, and joined together by a connecting arch (formed from a continuous tube) - For holding on to and for support - Can be folded upwards and, folded downwards with braking mechanism, in raised position can be turned to left or right towards the wall - for mobile use - for easy and flexible retrofitting on existing, preassembled mounting plate: 950.50.016, must be ordered separately - toolless and quick installation by simple attachment of the hinged support rail - secured by fixing screw to prevent unintentional removal - blue button for triggering the WC flush mechanism - spiral cable with bare wire ends for wall connection - Includes white cover for flush-mounted box - Control voltage max. 30 V = SELV, PELV, switching current up to max. 2 A - Suitable for all standard concealed cisterns with electrical control - Projection 850 mm, Height 250 mm and width 75 mm, Rail 33mm in diameter, pipe thickness 2 mm - Weight capacity up to 100kg - made of high-quality stainless steel, matt satin surface - Toilet roll holder 805.50.015 and floor supports 950.50.022XA and 950.50.024XA retrofittable - Produced in accordance with Regulation (EU) 2017/745 on medical devices - Fulfils the DIN 18040 requirements, ÖNORM B1600/1601 and SIA 500 Article no.: HEWI 805.50.561 | https://catalog.hewi.com/en/p/80550561 | https://catalog.hewi.com/storage/downloads/HEWI_805_50_561_en.pdf
805.50.570 | HEWI Hinged support rail | Hinged support rail, rotatable, from the 805 Classic range - with integrated flush release, model E - Two parallel rails, arranged on top of each other, and joined together by a connecting arch (formed from a continuous tube) - For holding on to and for support - Weight capacity up to 100kg - Wall plates made of polyamide with integrated steel core - Can be folded upwards and, folded downwards with braking mechanism, in raised position can be turned to left or right towards the wall - blue button for triggering the WC flush mechanism - spiral cable with bare wire ends for wall connection - Includes white cover for flush-mounted box - Control voltage max. 30 V = SELV, PELV, switching current up to max. 2 A - Suitable for all standard concealed cisterns with electrical control - Mounting on the wall with wall-specific HEWI mounting material (to be ordered separately) Sealing tape for sealing the fixing points is included in the delivery - Concealed mounting - Projection 900 mm, Height 259mm and width 78mm, Rail 33mm in diameter, pipe thickness 2 mm - made of high-quality stainless steel, matt satin surface - Toilet roll holder 805.50.015 and floor supports 950.50.022XA and 950.50.024XA retrofittable - Produced in accordance with Regulation (EU) 2017/745 on medical devices - fulfils the requirements of ÖNORM B1600/1601 Article no.: HEWI 805.50.570 | https://catalog.hewi.com/en/p/80550570 | https://catalog.hewi.com/storage/downloads/HEWI_805_50_570_en.pdf
805.50.571 | HEWI Mobile hinged support rail | 805 Classic range mobile hinged support rail (rotatable) - with integrated flush release, model E - Two parallel rails, arranged on top of each other, and joined together by a connecting arch (formed from a continuous tube) - For holding on to and for support - Can be folded upwards and, folded downwards with braking mechanism, in raised position can be turned to left or right towards the wall - for mobile use - for easy and flexible retrofitting on existing, preassembled mounting plate: 950.50.016, must be ordered separately - toolless and quick installation by simple attachment of the hinged support rail - secured by fixing screw to prevent unintentional removal - blue button for triggering the WC flush mechanism - spiral cable with bare wire ends for wall connection - Includes white cover for flush-mounted box - Control voltage max. 30 V = SELV, PELV, switching current up to max. 2 A - Suitable for all standard concealed cisterns with electrical control - Projection 900 mm, Height 250 mm and width 75 mm, Rail 33mm in diameter, pipe thickness 2 mm - Weight capacity up to 100kg - made of high-quality stainless steel, matt satin surface - Toilet roll holder 805.50.015 and floor supports 950.50.022XA and 950.50.024XA retrofittable - Produced in accordance with Regulation (EU) 2017/745 on medical devices - fulfils the requirements of ÖNORM B1600/1601 Article no.: HEWI 805.50.571 | https://catalog.hewi.com/en/p/80550571 | https://catalog.hewi.com/storage/downloads/HEWI_805_50_571_en.pdf
805.50.750 | HEWI Hinged support rail | Range 805 Classic Hinged support rail - with integrated flush release, model E - Two parallel rails, arranged on top of each other, and joined together by a connecting arch (formed from a continuous tube) - For holding on to and for support - Weight capacity up to 100kg - Wall plates made of polyamide with integrated steel core - Can be folded upwards and folded downwards with braked movement - blue button for triggering the WC flush mechanism - spiral cable with bare wire ends for wall connection - Includes white cover for flush-mounted box - Control voltage max. 30 V = SELV, PELV, switching current up to max. 2 A - Suitable for all standard concealed cisterns with electrical control - Mounting on the wall with wall-specific HEWI mounting material (to be ordered separately) Sealing tape for sealing the fixing points is included in the delivery - Concealed mounting - Projection 700 mm, Height 259mm and width 78mm, Rail 33mm in diameter, pipe thickness 2 mm - made of high-quality stainless steel, matt satin surface - Toilet roll holder 805.50.015 and floor supports 950.50.022XA and 950.50.024XA retrofittable - Produced in accordance with Regulation (EU) 2017/745 on medical devices - Fulfils the ÖNORM B1600/1601 and SIA 500 requirements Article no.: HEWI 805.50.750 | https://catalog.hewi.com/en/p/80550750 | https://catalog.hewi.com/storage/downloads/HEWI_805_50_750_en.pdf
805.50.751 | HEWI Mobile hinged support rail | 805 Classic range mobile hinged support rail - with integrated flush release, model E - Two parallel rails, arranged on top of each other, and joined together by a connecting arch (formed from a continuous tube) - For holding on to and for support - Can be folded upwards and folded downwards with braked movement - for mobile use - for easy and flexible retrofitting on existing, preassembled mounting plate: 950.50.016, must be ordered separately - toolless and quick installation by simple attachment of the hinged support rail - secured by fixing screw to prevent unintentional removal - blue button for triggering the WC flush mechanism - spiral cable with bare wire ends for wall connection - Includes white cover for flush-mounted box - Control voltage max. 30 V = SELV, PELV, switching current up to max. 2 A - Suitable for all standard concealed cisterns with electrical control - Projection 700 mm, Height 250 mm and width 75 mm, Rail 33mm in diameter, pipe thickness 2 mm - Weight capacity up to 100kg - made of high-quality stainless steel, matt satin surface - Toilet roll holder 805.50.015 and floor supports 950.50.022XA and 950.50.024XA retrofittable - Produced in accordance with Regulation (EU) 2017/745 on medical devices - Fulfils the ÖNORM B1600/1601 and SIA 500 requirements Article no.: HEWI 805.50.751 | https://catalog.hewi.com/en/p/80550751 | https://catalog.hewi.com/storage/downloads/HEWI_805_50_751_en.pdf
805.50.760 | HEWI Hinged support rail | Range 805 Classic Hinged support rail - with integrated flush release, model E - Two parallel rails, arranged on top of each other, and joined together by a connecting arch (formed from a continuous tube) - For holding on to and for support - Weight capacity up to 100kg - Wall plates made of polyamide with integrated steel core - Can be folded upwards and folded downwards with braked movement - blue button for triggering the WC flush mechanism - spiral cable with bare wire ends for wall connection - Includes white cover for flush-mounted box - Control voltage max. 30 V = SELV, PELV, switching current up to max. 2 A - Suitable for all standard concealed cisterns with electrical control - Mounting on the wall with wall-specific HEWI mounting material (to be ordered separately) Sealing tape for sealing the fixing points is included in the delivery - Concealed mounting - Projection 850 mm, Height 259mm and width 78mm, Rail 33mm in diameter, pipe thickness 2 mm - made of high-quality stainless steel, matt satin surface - Toilet roll holder 805.50.015 and floor supports 950.50.022XA and 950.50.024XA retrofittable - Produced in accordance with Regulation (EU) 2017/745 on medical devices - Fulfils the DIN 18040 requirements, ÖNORM B1600/1601 and SIA 500 Article no.: HEWI 805.50.760 | https://catalog.hewi.com/en/p/80550760 | https://catalog.hewi.com/storage/downloads/HEWI_805_50_760_en.pdf
805.50.761 | HEWI Mobile hinged support rail | 805 Classic range mobile hinged support rail - with integrated flush release, model E - Two parallel rails, arranged on top of each other, and joined together by a connecting arch (formed from a continuous tube) - For holding on to and for support - Can be folded upwards and folded downwards with braked movement - for mobile use - for easy and flexible retrofitting on existing, preassembled mounting plate: 950.50.016, must be ordered separately - toolless and quick installation by simple attachment of the hinged support rail - secured by fixing screw to prevent unintentional removal - blue button for triggering the WC flush mechanism - spiral cable with bare wire ends for wall connection - Includes white cover for flush-mounted box - Control voltage max. 30 V = SELV, PELV, switching current up to max. 2 A - Suitable for all standard concealed cisterns with electrical control - Projection 850 mm, Height 250 mm and width 75 mm, Rail 33mm in diameter, pipe thickness 2 mm - Weight capacity up to 100kg - made of high-quality stainless steel, matt satin surface - Toilet roll holder 805.50.015 and floor supports 950.50.022XA and 950.50.024XA retrofittable - Produced in accordance with Regulation (EU) 2017/745 on medical devices - Fulfils the DIN 18040 requirements, ÖNORM B1600/1601 and SIA 500 Article no.: HEWI 805.50.761 | https://catalog.hewi.com/en/p/80550761 | https://catalog.hewi.com/storage/downloads/HEWI_805_50_761_en.pdf
805.50.770 | HEWI Hinged support rail | Range 805 Classic Hinged support rail - with integrated flush release, model E - Two parallel rails, arranged on top of each other, and joined together by a connecting arch (formed from a continuous tube) - for holding and support - weight capacity up to 100 kg - Wall plates made of polyamide with integrated steel core - Can be folded upwards and folded downwards with braked movement - blue button for triggering the WC flush mechanism - spiral cable with bare wire ends for wall connection - Includes white cover for flush-mounted box - Control voltage max. 30 V = SELV, PELV, switching current up to max. 2 A - Suitable for all standard concealed cisterns with electrical control - Mounting on the wall with wall-specific HEWI mounting material (to be ordered separately) Sealing tape for sealing the fixing points is included in the delivery - Concealed mounting - Projection 900 mm, Height 259mm and width 78mm, Rail 33mm in diameter, pipe thickness 2 mm - made of high-quality stainless steel, matt satin surface - Toilet roll holder 805.50.015 and floor supports 950.50.022XA and 950.50.024XA retrofittable - Produced in accordance with Regulation (EU) 2017/745 on medical devices - fulfils the requirements of ÖNORM B1600/1601 Article no.: HEWI 805.50.770 | https://catalog.hewi.com/en/p/80550770 | https://catalog.hewi.com/storage/downloads/HEWI_805_50_770_en.pdf
805.50.771 | HEWI Mobile hinged support rail | 805 Classic range mobile hinged support rail - with integrated flush release, model E - Two parallel rails, arranged on top of each other, and joined together by a connecting arch (formed from a continuous tube) - for holding and support - Can be folded upwards and folded downwards with braked movement - for mobile use - for easy and flexible retrofitting on existing, preassembled mounting plate: 950.50.016, must be ordered separately - toolless and quick installation by simple attachment of the hinged support rail - secured by fixing screw to prevent unintentional removal - blue button for triggering the WC flush mechanism - spiral cable with bare wire ends for wall connection - Includes white cover for flush-mounted box - Control voltage max. 30 V = SELV, PELV, switching current up to max. 2 A - Suitable for all standard concealed cisterns with electrical control - Projection 900 mm, Height 250 mm and width 75 mm, Rail 33mm in diameter, pipe thickness 2 mm - Weight capacity up to 100kg - made of high-quality stainless steel, matt satin surface - Toilet roll holder 805.50.015 and floor supports 950.50.022XA and 950.50.024XA retrofittable - Produced in accordance with Regulation (EU) 2017/745 on medical devices - fulfils the requirements of ÖNORM B1600/1601 Article no.: HEWI 805.50.771 | https://catalog.hewi.com/en/p/80550771 | https://catalog.hewi.com/storage/downloads/HEWI_805_50_771_en.pdf
805.51.900 | HEWI Backrest | Range 805 Backrest rail - padded backrest with right-angled fixing rails on each side - serves as back support for toilet users - for fitting onto Range 805 hinged support rails - centre-to-centre from 670 to 730 mm, adjustable on site - 220 mm high and 150 mm deep, backrest 350 mm wide, rail diameter 33 mm, tube thickness 2 mm - backpad made of black PUR - made of high-quality stainless steel, satin surface finish - fulfils the DIN 18040 and ÖNORM B1600/1601 requirements Article no.: HEWI 805.51.900 | https://catalog.hewi.com/en/p/80551900 | https://catalog.hewi.com/storage/downloads/HEWI_805_51_900_en.pdf
805.51.906 | HEWI Backrest | Back support, Series 805 - back rest with right-angled fixing rods attached on both sides - serves to support the back on the WC - Mounted on folding support handles of Series 805 - adjustable on site - 650 to 750 mm wide, 150 mm deep, back rest 334 mm high and 370 mm wide, rod diameter 33 mm - back rest made of synthetic material in HEWI colours 98 (signal white), 92 (anthracite grey) and 90 (jet black) - Connection made of high-quality stainless steel, surface matt ground - meets the requirements according to DIN 18040 and ÖNORM B1600/1601 Article no.: HEWI 805.51.906 | https://catalog.hewi.com/en/p/80551906 | https://catalog.hewi.com/storage/downloads/HEWI_805_51_906_en.pdf
805.51.907 | HEWI Backrest | Back rest, Series 801 - back rest with fixing rods on both sides - user-friendly wall distance of 230 mm - serves to support the back on the WC - mounted on folding support handles or wall support handles with wall plate, adjustable on site - 650 to 750 mm wide, 230 mm deep, back rest 334 mm high and 370 mm wide, rod diameter 33 mm - back rest made of synthetic material in HEWI colours 98 (signal white), 92 (anthracite grey) and 90 (jet black) - Connection made of high-quality stainless steel, surface satin finished Article no.: HEWI 805.51.907 | https://catalog.hewi.com/en/p/80551907 | https://catalog.hewi.com/storage/downloads/HEWI_805_51_907_en.pdf
805.51.910 | HEWI Backrest | Range 805 Backrest rail - padded backrest with right-angled rails attached on both sides and fixing roses - serves as back support for toilet users - wall mounting with roses - centre-to-centre from 670 to 730 mm, adjustable on site - 220 mm high and 150 mm deep, backrest 350 mm wide, rail diameter 33 mm, tube thickness 2 mm, rose diameter 70 mm - backpad made of black PUR - made of high-quality stainless steel, satin surface finish - fulfils the DIN 18040 and ÖNORM B1600/1601 requirements Article no.: HEWI 805.51.910 | https://catalog.hewi.com/en/p/80551910 | https://catalog.hewi.com/storage/downloads/HEWI_805_51_910_en.pdf
805.51.916 | HEWI Backrest | Back support, Series 801 - back rest with right-angled rods and fixing rosettes on both sides - Used to support the back on the WC - Wall mounting with rosettes - 650 to 750 mm wide, 150 mm deep, back rest 334 mm high and 370 mm wide, rod diameter 33 mm, rosette diameter 70 mm - back rest made of synthetic material in HEWI colours 98 (signal white), 92 (anthracite grey) and 90 (jet black) - Connection made of high-quality stainless steel, matt ground surface - Meets the requirements according to DIN 18040 and ÖNORM B1600/1601 Article no.: HEWI 805.51.916 | https://catalog.hewi.com/en/p/80551916 | https://catalog.hewi.com/storage/downloads/HEWI_805_51_916_en.pdf
805.51.917 | HEWI Backrest | Back rest, Series 801 - back rest with rods and fixing rosettes on both sides - user-friendly wall distance of 230 mm - serves to support the back on the WC - wall mounting with rosettes - 650 to 750 mm wide, 230 mm deep, back rest 334 mm high and 370 mm wide, rod diameter 33 mm, rosette diameter 70 mm - back rest made of synthetic material in HEWI colours 98 (signal white), 92 (anthracite grey) and 90 (jet black)- connection made of high-quality stainless steel, surface satin finished Article no.: HEWI 805.51.917 | https://catalog.hewi.com/en/p/80551917 | https://catalog.hewi.com/storage/downloads/HEWI_805_51_917_en.pdf
805.51.920L | HEWI Backrest | Range 805 Backrest rail - padded backrest with right-angled rails attached on both sides and fixing roses - serves as back support for toilet users - left-hand version - one-sided installation on the wall with roses (right) - one-sided installation on HEWI hinged support rails or stationary support rails with wall plate (left) - can be adjusted on site - 670 mm to 730 mm deep wide, 220 mm high and 150 mm deep, backrest 350 mm wide, rail diameter 33 mm, tube thickness 2 mm, rose diameter 70 mm - backpad made of black PUR - made of high-quality stainless steel, satin surface finish - fulfils the DIN 18040, ÖNORM B1600/1601 and SIA 500 requirements Article no.: HEWI 805.51.920L | https://catalog.hewi.com/en/p/80551920L | https://catalog.hewi.com/storage/downloads/HEWI_805_51_920L_en.pdf
805.51.920R | HEWI Backrest | Range 805 Backrest rail - padded backrest with right-angled rails attached on both sides and fixing roses - serves as back support for toilet users - right-hand version - one-sided installation on the wall with roses (left) - one-sided installation on HEWI hinged support rails or stationary support rails with wall plate (right) - can be adjusted on site - 670 mm to 730 mm deep wide, 220 mm high and 150 mm deep, backrest 350 mm wide, rail diameter 33 mm, tube thickness 2 mm, rose diameter 70 mm - backpad made of black PUR - made of high-quality stainless steel, satin surface finish - fulfils the DIN 18040, ÖNORM B1600/1601 and SIA 500 requirements Article no.: HEWI 805.51.920R | https://catalog.hewi.com/en/p/80551920R | https://catalog.hewi.com/storage/downloads/HEWI_805_51_920R_en.pdf
805.51.926L | HEWI Backrest | Back rest, Series 801 - back rest with right-angled rods and fixing rosettes attached on both sides - serves to support the back on the WC - left-hand version - one-sided installation on the wall with rosettes (right) - one-sided installation on folding support handles or wall support handles with wall plate (left) - adjustable on site - 650 to 750 mm wide, 150 mm deep, back rest 334 mm high and 370 mm wide, rod diameter 33 mm, rosette diameter 70 mm - back rest made of synthetic material in HEWI colours 98 (signal white), 92 (anthracite grey) and 90 (jet black) - connection made of high-quality stainless steel, surface matt ground - meets the requirements according to DIN 18040 and ÖNORM B1600/1601 Article no.: HEWI 805.51.926L | https://catalog.hewi.com/en/p/80551926L | https://catalog.hewi.com/storage/downloads/HEWI_805_51_926L_en.pdf
805.51.926R | HEWI Backrest | Back rest, Series 801 - back rest with right-angled rods and fixing rosettes attached on both sides - serves to support the back on the WC - Right-hand version - mounted on one side on the wall with rosettes (left) - mounted on one side on hinged support handles or wall support handles with wall plate (right) - adjustable on site - 650 to 750 mm wide, 150 mm deep, back rest 334 mm high and 370 mm wide, rod diameter 33 mm, rosette diameter 70 mm - back rest made of synthetic material in HEWI colours 98 (signal white), 92 (anthracite grey) and 90 (jet black) - Connection made of high-quality stainless steel, matt finish - meets the requirements according to DIN 18040 and ÖNORM B1600/1601 Article no.: HEWI 805.51.926R | https://catalog.hewi.com/en/p/80551926R | https://catalog.hewi.com/storage/downloads/HEWI_805_51_926R_en.pdf
805.51.927L | HEWI Backrest | Back rest, Series 801 - back rest with rods and fixing rosettes on both sides - user-friendly wall distance of 230 mm - serves to support the back on the WC - left-hand version - one-sided installation on the wall with rosettes (right) - one-sided installation on folding support handles or wall support handles with wall plate (left) - adjustable on site - 650 to 750 mm wide, 230 mm deep, back rest 334 mm high and 370 mm wide, rod diameter 33 mm, rosette diameter 70 mm - back rest made of synthetic material in HEWI colours 98 (signal white), 92 (anthracite grey) and 90 (jet black) - connection made of high-quality stainless steel, surface satin finished Article no.: HEWI 805.51.927L | https://catalog.hewi.com/en/p/80551927L | https://catalog.hewi.com/storage/downloads/HEWI_805_51_927L_en.pdf
805.51.927R | HEWI Backrest | Back rest, Series 801 - back rest with rods and fixing rosettes on both sides - user-friendly wall distance of 230 mm - serves to support the back on the WC - right-hand version - one-sided installation on the wall with rosettes (left) - one-sided installation on hinged support handles or wall support handles with wall plate (right) - adjustable on site - 650 to 750 mm wide, 230 mm deep, back rest 334 mm high and 370 mm wide, rod diameter 33 mm, rosette diameter 70 mm - back rest made of synthetic material in HEWI colours 98 (signal white), 92 (anthracite grey) and 90 (jet black) - connection made of high-quality stainless steel, surface satin finished Article no.: HEWI 805.51.927R | https://catalog.hewi.com/en/p/80551927R | https://catalog.hewi.com/storage/downloads/HEWI_805_51_927R_en.pdf
805.52.20030 | HEWI Shower spray guard | Range 805 Shower spray guard - a rail with shower curtain, plain white pattern, fire retardant to DIN 4102/B1 - linear and functional with a harmonious, timeless design - for use in shower areas as spray guard and screen - can be folded upwards and, folded downwards with braking mechanism - wall mounting plate made of high-quality polyamide with integrated steel insert and stainless steel cover - for wall mounting with wall-specific HEWI fixing material - sealing tape for sealing the fixing points is included in the scope of supply - shower spray guard curtain with hemmed sides and stainless steel tape rolled hem at bottom - shower curtain fixed onto rail with Velcro fasteners - rails 940 mm long, rail diameter 33 mm, wall plate 78 mm wide and 259 mm high - shower curtain 850 mm high and 880 mm wide or made-to-measure, total height with curtain 890 mm - special mould and mildew stain resistant finish, shower curtain washable at 30°C and disinfectable at 60°C - curtain material made of 100% Trevira CS, shower proof - rail made of high-quality stainless steel with satin surface finish Article no.: HEWI 805.52.20030 | https://catalog.hewi.com/en/p/8055220030 | https://catalog.hewi.com/storage/downloads/HEWI_805_52_20030_en.pdf
805.90.011 | HEWI Coat hook | Range 805 single wall hook - single wall hook with fixing rose - for hanging up clothing and utensils - anti-theft protection through concealed screw fixing - 46 mm deep, rose diameter 50 mm - made of high quality stainless steel with satin surface finish Article no.: HEWI 805.90.011 | https://catalog.hewi.com/en/p/80590011 | https://catalog.hewi.com/storage/downloads/HEWI_805_90_011_en.pdf
805.90.025 | HEWI Double hook | Range 805 double wall hook - double wall hook with fixing rose - for hanging up clothing and utensils - anti-theft protection through concealed screw fixing - 44 mm deep, rose diameter 50 mm - made of high quality stainless steel with satin surface finish Article no.: HEWI 805.90.025 | https://catalog.hewi.com/en/p/80590025 | https://catalog.hewi.com/storage/downloads/HEWI_805_90_025_en.pdf
805.90.030 | HEWI Coat hook | Range 805 Single hook - right-angled bend, cylindrical hook with fixing rose - for hanging up clothing and utensils - anti-theft protection through concealed screw fixing - 80 mm deep, rose diameter 70 mm - made of high-quality stainless steel, satin surface finish Article no.: HEWI 805.90.030 | https://catalog.hewi.com/en/p/80590030 | https://catalog.hewi.com/storage/downloads/HEWI_805_90_030_en.pdf
805.90.100 | HEWI Hook | Range 805 Single hook - right-angled bent hook with cubic radii and recessed wall-mounted base - 20 mm wide, 36 mm high and 40 mm deep - made of high-quality stainless steel strip, 3 mm thick, satin finish surface - including non-corrosive HEWI fixing material Article no.: HEWI 805.90.100 | https://catalog.hewi.com/en/p/80590100 | https://catalog.hewi.com/storage/downloads/HEWI_805_90_100_en.pdf
805.90.110 | HEWI Hook | Range 805 Single hook - right-angled bent hook with cubic radii and recessed wall-mounted base - 30 mm wide, 60 mm high and 60 mm deep - made of high-quality stainless steel strip, 4 mm thick, satin finish surface - including non-corrosive HEWI fixing material Article no.: HEWI 805.90.110 | https://catalog.hewi.com/en/p/80590110 | https://catalog.hewi.com/storage/downloads/HEWI_805_90_110_en.pdf
805.90.120 | HEWI Double hook | Range 805 Double hook - right-angled bent hook with cubic radii and recessed wall-mounted base - 60 mm wide, 36 mm high and 40 mm deep - made of high-quality stainless steel strip, 3 mm thick, satin finish surface - including non-corrosive HEWI fixing material Article no.: HEWI 805.90.120 | https://catalog.hewi.com/en/p/80590120 | https://catalog.hewi.com/storage/downloads/HEWI_805_90_120_en.pdf
815.00.001 | HEWI Adhesive set | System 815 adhesive set - for adhesive fixing of System 815 accessories with one fixing point - set includes adapter for adhesive mounting, cleaning cloth, dosing syringe with adhesive and two screws M4x6 - suitable for adhesive mounting of 815.04.11045, 815.04.11065, 815.06.11045, 815.06.11065, 815.20.10045, 815.20.10065, 815.21.30040, 815.21.30060, 815.21.31040, 815.21.31060, 815.90.01040, 815.90.01060, 815.90.02040, 815.90.02060 Article no.: HEWI 815.00.001 | https://catalog.hewi.com/en/p/81500001 | https://catalog.hewi.com/storage/downloads/HEWI_815_00_001_en.pdf
815.00.002 | HEWI Adhesive set | System 815 adhesive set - for adhesive fixing of System 815 accessories with one fixing point - set includes adapter for adhesive mounting, cleaning cloth, dosing syringe with adhesive and two screws M4x8 - suitable for adhesive mounting of 815.09.11040, 815.09.11060, 815.09.30040, 815.09.30060, 815.21.10040, 815.21.10060, 815.21.20040, 815.21.20060 Article no.: HEWI 815.00.002 | https://catalog.hewi.com/en/p/81500002 | https://catalog.hewi.com/storage/downloads/HEWI_815_00_002_en.pdf
815.00.003 | HEWI Adhesive set | System 815 adhesive set - for adhesive fixing of System 815 accessories with two fixing points - set includes two adapters for adhesive mounting, cleaning cloth, dosing syringe with adhesive and 4 screws M4x6 - suitable for adhesive mounting of 815.30.11040 and 815.30.11060 Article no.: HEWI 815.00.003 | https://catalog.hewi.com/en/p/81500003 | https://catalog.hewi.com/storage/downloads/HEWI_815_00_003_en.pdf
815.03.10045 | HEWI Shelf | System 815 Shelf - shelf with a wall bracket and high-quality, satin-finish plate glass - wall bracket made of stainless steel, high-quality chrome-plated - 200 mm wide, 40 high and 122 mm deep, glass thickness 6 mm - for wall mounting, concealed rose fixing - including non-corrosive HEWI fixing material Article no.: HEWI 815.03.10045 | https://catalog.hewi.com/en/p/8150310045 | https://catalog.hewi.com/storage/downloads/HEWI_815_03_10045_en.pdf
815.03.10065 | HEWI Shelf | System 815 Shelf - shelf with a wall bracket and high-quality, satin-finish plate glass - wall bracket made of stainless steel, matt black powder-coated - 200 mm wide, 40 high and 122 mm deep, glass thickness 6 mm - for wall mounting, concealed rose fixing - including non-corrosive HEWI fixing material Article no.: HEWI 815.03.10065 | https://catalog.hewi.com/en/p/8150310065 | https://catalog.hewi.com/storage/downloads/HEWI_815_03_10065_en.pdf
815.03.12045 | HEWI Shelf | System 815 Shelf - shelf with two wall brackets and high-quality, satin-finish glass plate - wall brackets made of stainless steel, high-quality chrome-plated - 600 mm wide, 40 high and 120 mm deep, glass thickness 6 mm - for wall mounting, concealed rose fixing - including non-corrosive HEWI fixing material Article no.: HEWI 815.03.12045 | https://catalog.hewi.com/en/p/8150312045 | https://catalog.hewi.com/storage/downloads/HEWI_815_03_12045_en.pdf
815.03.12065 | HEWI Shelf | System 815 Shelf - shelf with two wall brackets and high-quality, satin-finish glass plate - wall brackets made of stainless steel, matt black powder-coated - 600 mm wide, 40 high and 120 mm deep, glass thickness 6 mm - for wall mounting, concealed rose fixing - including non-corrosive HEWI fixing material Article no.: HEWI 815.03.12065 | https://catalog.hewi.com/en/p/8150312065 | https://catalog.hewi.com/storage/downloads/HEWI_815_03_12065_en.pdf
815.04.11045 | HEWI Glass tumbler with holder | System 815 Tumbler with holder - ring-shaped wall-mounted bracket with tumbler - bracket made of stainless steel, high-quality chrome-plated - tumbler made of high-quality, satin-finish crystal glass - 83 mm wide, 154 mm high and 109 mm deep - for wall mounting, concealed rose fixing - including non-corrosive HEWI fixing material Article no.: HEWI 815.04.11045 | https://catalog.hewi.com/en/p/8150411045 | https://catalog.hewi.com/storage/downloads/HEWI_815_04_11045_en.pdf
815.04.11065 | HEWI Glass tumbler with holder | System 815 Tumbler with holder - ring-shaped wall-mounted bracket with tumbler - bracket made of stainless steel, matt black powder-coated - tumbler made of high-quality, satin-finish crystal glass - 83 mm wide, 154 mm high and 109 mm deep - for wall mounting, concealed rose fixing - including non-corrosive HEWI fixing material Article no.: HEWI 815.04.11065 | https://catalog.hewi.com/en/p/8150411065 | https://catalog.hewi.com/storage/downloads/HEWI_815_04_11065_en.pdf
815.04.11145 | HEWI Glass tumbler with holder | System 815 Tumbler with holder - ring-shaped wall-mounted bracket with tumbler - bracket made of stainless steel, high-quality chrome-plated - tumbler made of high-quality, satin-finish crystal glass - 83 mm wide, 154 mm high and 109 mm deep - for wall mounting, concealed rose fixing - for adhesive mounting, including adhesive set 815.00.001 - set includes adapter for adhesive mounting, cleaning cloth, dosing syringe with adhesive and two screws M4x6 Article no.: HEWI 815.04.11145 | https://catalog.hewi.com/en/p/8150411145 | https://catalog.hewi.com/storage/downloads/HEWI_815_04_11145_en.pdf
815.04.11165 | HEWI Glass tumbler with holder | System 815 Tumbler with holder - ring-shaped wall-mounted bracket with tumbler - bracket made of stainless steel, matt black powder-coated - tumbler made of high-quality, satin-finish crystal glass - 83 mm wide, 154 mm high and 109 mm deep - for wall mounting, concealed rose fixing - for adhesive mounting, including adhesive set 815.00.001 - set includes adapter for adhesive mounting, cleaning cloth, dosing syringe with adhesive and two screws M4x6 Article no.: HEWI 815.04.11165 | https://catalog.hewi.com/en/p/8150411165 | https://catalog.hewi.com/storage/downloads/HEWI_815_04_11165_en.pdf
815.06.11045 | HEWI Soap or disinfectant dispenser with holder | System 815 Soap or disinfectant dispenser with holder - ring-shaped wall-mounted bracket with soap dispenser - bracket made of stainless steel, high-quality chrome-plated - soap dispenser made of high-quality, satin-finish crystal glass - serves to hold commercially available liquid soap, disinfectants and gels - high-quality chrome-plated pump head - 83 mm wide, 167 mm high and 113 mm deep - for wall mounting, concealed rose fixing - including non-corrosive HEWI fixing material Article no.: HEWI 815.06.11045 | https://catalog.hewi.com/en/p/8150611045 | https://catalog.hewi.com/storage/downloads/HEWI_815_06_11045_en.pdf
815.06.11065 | HEWI Soap or disinfectant dispenser with holder | System 815 Soap or disinfectant dispenser with holder - ring-shaped wall-mounted bracket with soap dispenser - bracket made of stainless steel, matt black powder-coated - soap dispenser made of high-quality, satin-finish crystal glass - serves to hold commercially available liquid soap, disinfectants and gels - high-quality chrome-plated pump head - 83 mm wide, 167 mm high and 113 mm deep - for wall mounting, concealed rose fixing - including non-corrosive HEWI fixing material Article no.: HEWI 815.06.11065 | https://catalog.hewi.com/en/p/8150611065 | https://catalog.hewi.com/storage/downloads/HEWI_815_06_11065_en.pdf
815.06.11145 | HEWI Soap or disinfectant dispenser with holder | System 815 Soap or disinfectant dispenser with holder - ring-shaped wall-mounted bracket with soap dispenser - bracket made of stainless steel, high-quality chrome-plated - soap dispenser made of high-quality, satin-finish crystal glass - serves to hold commercially available liquid soap, disinfectants and gels - high-quality chrome-plated pump head - 83 mm wide, 167 mm high and 118 mm deep - for wall mounting, concealed rose fixing - for adhesive mounting, including adhesive set 815.00.001 - set includes adapter for adhesive mounting, cleaning cloth, dosing syringe with adhesive and two screws M4x6 Article no.: HEWI 815.06.11145 | https://catalog.hewi.com/en/p/8150611145 | https://catalog.hewi.com/storage/downloads/HEWI_815_06_11145_en.pdf
815.06.11165 | HEWI Soap or disinfectant dispenser with holder | System 815 Soap or disinfectant dispenser with holder - ring-shaped wall-mounted bracket with soap dispenser - bracket made of stainless steel, matt black powder-coated - soap dispenser made of high-quality, satin-finish crystal glass - serves to hold commercially available liquid soap, disinfectants and gels - high-quality chrome-plated pump head - 83 mm wide, 167 mm high and 118 mm deep - for wall mounting, concealed rose fixing - for adhesive mounting, including adhesive set 815.00.001 - set includes adapter for adhesive mounting, cleaning cloth, dosing syringe with adhesive and two screws M4x6 Article no.: HEWI 815.06.11165 | https://catalog.hewi.com/en/p/8150611165 | https://catalog.hewi.com/storage/downloads/HEWI_815_06_11165_en.pdf
815.06.11265 | HEWI Soap or disinfectant dispenser with holder | Soap or disinfectant dispenser with holder System 815 - ring-shaped wall holder with soap dispenser - stainless steel holder, matt black powder-coated - soap dispenser made of high-quality, satin-finish crystal glass - used to hold commercially available liquid soap, disinfectants and gels - pump head in matt black - 83 mm wide, 170 mm high and 119 mm deep - for wall mounting, concealed rose fixing - including non-corrosive HEWI fixing material Article no.: HEWI 815.06.11265 | https://catalog.hewi.com/en/p/8150611265 | https://catalog.hewi.com/storage/downloads/HEWI_815_06_11265_en.pdf
815.06.11365 | HEWI Soap or disinfectant dispenser with holder | Soap or disinfectant dispenser with holder System 815 - ring-shaped wall holder with soap dispenser - stainless steel holder, matt black powder-coated - soap dispenser made of high-quality, satin-finish crystal glass - used to hold commercially available liquid soap, disinfectants and gels - pump head in matt black - 83 mm wide, 170 mm high and 119 mm deep - for wall mounting, concealed rose fixing - for adhesive mounting, adhesive set included 815.00.001 - adhesive set includes adapter for adhesive mounting, cleaning cloth, dosing syringe with adhesive and two screws M4x6 Article no.: HEWI 815.06.11365 | https://catalog.hewi.com/en/p/8150611365 | https://catalog.hewi.com/storage/downloads/HEWI_815_06_11365_en.pdf
815.06.E01 | HEWI glass container | Glass container - for soap dispenser with holder 900.06.000XA, 900.06.00040, 900.06.00060, 815.06.11045, 815.06.11065, 815.06.11005 and 815.06.11095 - made of high-quality, satin-finish glass Article no.: HEWI 815.06.E01 | https://catalog.hewi.com/en/p/81506E01 | https://catalog.hewi.com/storage/downloads/HEWI_815_06_E01_en.pdf
815.09.11040 | HEWI Towel rail | System 815 Towel rail, 425 mm - towel rail with two cylindrical arms arranged above each other - for hanging up towels and other pieces of clothing - the arms can be swung to the side separately - made of stainless steel, high-quality chrome-plated - 425 mm long and 85 mm high, diameter of the arms 10 mm - for wall mounting, concealed rose fixing - including non-corrosive HEWI fixing material Article no.: HEWI 815.09.11040 | https://catalog.hewi.com/en/p/8150911040 | https://catalog.hewi.com/storage/downloads/HEWI_815_09_11040_en.pdf
815.09.11060 | HEWI Towel rail | System 815 Towel rail, 425 mm - towel rail with two cylindrical arms arranged above each other - for hanging up towels and other pieces of clothing - the arms can be swung to the side separately - made of stainless steel, matt black powder-coated - 425 mm long and 85 mm high, diameter of the arms 10 mm - for wall mounting, concealed rose fixing - including non-corrosive HEWI fixing material Article no.: HEWI 815.09.11060 | https://catalog.hewi.com/en/p/8150911060 | https://catalog.hewi.com/storage/downloads/HEWI_815_09_11060_en.pdf
815.09.11140 | HEWI Towel rail | System 815 Towel rail, 425 mm - towel rail with two cylindrical arms arranged above each other - for hanging up towels and other pieces of clothing - the arms can be swung to the side separately - made of stainless steel, high-quality chrome-plated - 425 mm long and 85 mm high, diameter of the arms 10 mm - for wall mounting, concealed rose fixing - for adhesive mounting, including adhesive set 815.00.002 - set includes adapter for adhesive mounting, cleaning cloth, dosing syringe with adhesive and two screws M4x8 Article no.: HEWI 815.09.11140 | https://catalog.hewi.com/en/p/8150911140 | https://catalog.hewi.com/storage/downloads/HEWI_815_09_11140_en.pdf
815.09.11160 | HEWI Towel rail | System 815 Towel rail, 425 mm - towel rail with two cylindrical arms arranged above each other - for hanging up towels and other pieces of clothing - the arms can be swung to the side separately - made of stainless steel, matt black powder-coated - 425 mm long and 85 mm high, diameter of the arms 10 mm - for wall mounting, concealed rose fixing - for adhesive mounting, including adhesive set 815.00.002 - set includes adapter for adhesive mounting, cleaning cloth, dosing syringe with adhesive and two screws M4x8 Article no.: HEWI 815.09.11160 | https://catalog.hewi.com/en/p/8150911160 | https://catalog.hewi.com/storage/downloads/HEWI_815_09_11160_en.pdf
815.09.30040 | HEWI Towel ring | System 815 Towel ring - closed towel ring, rectangular with large radii - for hanging up towels and other pieces of clothing - the ring can be pivoted - made of stainless steel, high-quality chrome-plated - 200 mm wide and 145 mm high - for wall mounting, concealed rose fixing - including non-corrosive HEWI fixing material Article no.: HEWI 815.09.30040 | https://catalog.hewi.com/en/p/8150930040 | https://catalog.hewi.com/storage/downloads/HEWI_815_09_30040_en.pdf
815.09.30060 | HEWI Towel ring | System 815 Towel ring - closed towel ring, rectangular with large radii - for hanging up towels and other pieces of clothing - the ring can be pivoted - made of stainless steel, matt black powder-coated - 200 mm wide and 145 mm high - for wall mounting, concealed rose fixing - including non-corrosive HEWI fixing material Article no.: HEWI 815.09.30060 | https://catalog.hewi.com/en/p/8150930060 | https://catalog.hewi.com/storage/downloads/HEWI_815_09_30060_en.pdf
815.09.30140 | HEWI Towel ring | System 815 Towel ring - closed towel ring, rectangular with large radii - for hanging up towels and other pieces of clothing - the ring can be pivoted - made of stainless steel, high-quality chrome-plated - 200 mm wide and 145 mm high - for wall mounting, concealed rose fixing - for adhesive mounting, including adhesive set 815.00.002 - set includes adapter for adhesive mounting, cleaning cloth, dosing syringe with adhesive and two screws M4x8 Article no.: HEWI 815.09.30140 | https://catalog.hewi.com/en/p/8150930140 | https://catalog.hewi.com/storage/downloads/HEWI_815_09_30140_en.pdf
815.09.30160 | HEWI Towel ring | System 815 Towel ring - closed towel ring, rectangular with large radii - for hanging up towels and other pieces of clothing - the ring can be pivoted - made of stainless steel, matt black powder-coated - 200 mm wide and 145 mm high - for wall mounting, concealed rose fixing - for adhesive mounting, including adhesive set 815.00.002 - set includes adapter for adhesive mounting, cleaning cloth, dosing syringe with adhesive and two screws M4x8 Article no.: HEWI 815.09.30160 | https://catalog.hewi.com/en/p/8150930160 | https://catalog.hewi.com/storage/downloads/HEWI_815_09_30160_en.pdf
815.20.10045 | HEWI Toilet brush unit | System 815 Toilet brush unit - consisting of toilet brush, glass brush container and ring-shaped, wall-mounted bracket - bracket made of stainless steel, high-quality chrome-plated - cylindrical glass brush container made of high-quality satin-finish crystal glass - brush with chrome-plated handle and replaceable brush head - brush head can be replaced due to bayonet fixing - 106 mm wide, 437 mm high and 128 mm deep - for wall mounting, concealed rose fixing - including non-corrosive HEWI fixing material Article no.: HEWI 815.20.10045 | https://catalog.hewi.com/en/p/8152010045 | https://catalog.hewi.com/storage/downloads/HEWI_815_20_10045_en.pdf
815.20.10065 | HEWI Toilet brush unit | System 815 Toilet brush unit - consisting of toilet brush, glass brush container and ring-shaped, wall-mounted bracket - bracket made of stainless steel, matt black powder-coated - cylindrical glass brush container made of high-quality satin-finish crystal glass - brush with chrome-plated handle and replaceable brush head - brush head can be replaced due to bayonet fixing - 106 mm wide, 437 mm high and 128 mm deep - for wall mounting, concealed rose fixing - including non-corrosive HEWI fixing material Article no.: HEWI 815.20.10065 | https://catalog.hewi.com/en/p/8152010065 | https://catalog.hewi.com/storage/downloads/HEWI_815_20_10065_en.pdf
815.20.10145 | HEWI Toilet brush unit | System 815 Toilet brush unit - consisting of toilet brush, glass brush container and ring-shaped, wall-mounted bracket - bracket made of stainless steel, high-quality chrome-plated - cylindrical glass brush container made of high-quality satin-finish crystal glass - brush with chrome-plated handle and replaceable brush head - brush head can be replaced due to bayonet fixing - 106 mm wide, 437 mm high and 128 mm deep - for wall mounting, concealed rose fixing - for adhesive mounting, including adhesive set 815.00.001 - set includes adapter for adhesive mounting, cleaning cloth, dosing syringe with adhesive and two screws M4x6 Article no.: HEWI 815.20.10145 | https://catalog.hewi.com/en/p/8152010145 | https://catalog.hewi.com/storage/downloads/HEWI_815_20_10145_en.pdf
815.20.10165 | HEWI Toilet brush unit | System 815 Toilet brush unit - consisting of toilet brush, glass brush container and ring-shaped, wall-mounted bracket - bracket made of stainless steel, matt black powder-coated - cylindrical glass brush container made of high-quality satin-finish crystal glass - brush with chrome-plated handle and replaceable brush head - brush head can be replaced due to bayonet fixing - 106 mm wide, 437 mm high and 128 mm deep - for wall mounting, concealed rose fixing - for adhesive mounting, including adhesive set 815.00.001 - set includes adapter for adhesive mounting, cleaning cloth, dosing syringe with adhesive and two screws M4x6 Article no.: HEWI 815.20.10165 | https://catalog.hewi.com/en/p/8152010165 | https://catalog.hewi.com/storage/downloads/HEWI_815_20_10165_en.pdf
815.21.10040 | HEWI Toilet roll holder | System 815 Toilet roll holder - U-shaped holder, open on the right-hand side - hinged - made of stainless steel, high-quality chrome-plated - 140 mm wide, 99 mm high, 27 mm deep - for wall mounting, concealed rose fixing - including non-corrosive HEWI fixing material Article no.: HEWI 815.21.10040 | https://catalog.hewi.com/en/p/8152110040 | https://catalog.hewi.com/storage/downloads/HEWI_815_21_10040_en.pdf
815.21.10060 | HEWI Toilet roll holder | System 815 Toilet roll holder - U-shaped holder, open on the right-hand side - hinged - made of stainless steel, matt black powder-coated - 140 mm wide, 99 mm high, 27 mm deep - for wall mounting, concealed rose fixing - including non-corrosive HEWI fixing material Article no.: HEWI 815.21.10060 | https://catalog.hewi.com/en/p/8152110060 | https://catalog.hewi.com/storage/downloads/HEWI_815_21_10060_en.pdf
815.21.10140 | HEWI Toilet roll holder | System 815 Toilet roll holder - U-shaped holder, open on the right-hand side - hinged - made of stainless steel, high-quality chrome-plated - 140 mm wide, 99 mm high, 27 mm deep - for wall mounting, concealed rose fixing - for adhesive mounting, including adhesive set 815.00.002 - set includes adapter for adhesive mounting, cleaning cloth, dosing syringe with adhesive and two screws M4x8 Article no.: HEWI 815.21.10140 | https://catalog.hewi.com/en/p/8152110140 | https://catalog.hewi.com/storage/downloads/HEWI_815_21_10140_en.pdf
815.21.10160 | HEWI Toilet roll holder | System 815 Toilet roll holder - U-shaped holder, open on the right-hand side - hinged - made of stainless steel, matt black powder-coated - 140 mm wide, 99 mm high, 27 mm deep - for wall mounting, concealed rose fixing - for adhesive mounting, including adhesive set 815.00.002 - set includes adapter for adhesive mounting, cleaning cloth, dosing syringe with adhesive and two screws M4x8 Article no.: HEWI 815.21.10160 | https://catalog.hewi.com/en/p/8152110160 | https://catalog.hewi.com/storage/downloads/HEWI_815_21_10160_en.pdf
815.21.20040 | HEWI Toilet roll holder with cover | System 815 Toilet roll holder with cover - U-shaped holder with cover, open on the right-hand side - hinged - made of stainless steel, high-quality chrome-plated - 140 mm wide, 120 mm high, 27 mm deep - for wall mounting, concealed rose fixing - including non-corrosive HEWI fixing material Article no.: HEWI 815.21.20040 | https://catalog.hewi.com/en/p/8152120040 | https://catalog.hewi.com/storage/downloads/HEWI_815_21_20040_en.pdf
815.21.20060 | HEWI Toilet roll holder with cover | System 815 Toilet roll holder with cover - U-shaped holder with cover, open on the right-hand side - hinged - made of stainless steel, matt black powder-coated - 140 mm wide, 120 mm high, 27 mm deep - for wall mounting, concealed rose fixing - including non-corrosive HEWI fixing material Article no.: HEWI 815.21.20060 | https://catalog.hewi.com/en/p/8152120060 | https://catalog.hewi.com/storage/downloads/HEWI_815_21_20060_en.pdf
815.21.20140 | HEWI Toilet roll holder with cover | System 815 Toilet roll holder with cover - U-shaped holder with cover, open on the right-hand side - hinged - made of stainless steel, high-quality chrome-plated - 140 mm wide, 120 mm high, 27 mm deep - for wall mounting, concealed rose fixing - for adhesive mounting, including adhesive set 815.00.002 - set includes adapter for adhesive mounting, cleaning cloth, dosing syringe with adhesive and two screws M4x8 Article no.: HEWI 815.21.20140 | https://catalog.hewi.com/en/p/8152120140 | https://catalog.hewi.com/storage/downloads/HEWI_815_21_20140_en.pdf
815.21.20160 | HEWI Toilet roll holder with cover | System 815 Toilet roll holder with cover - U-shaped holder with cover, open on the right-hand side - hinged - made of stainless steel, matt black powder-coated - 140 mm wide, 120 mm high, 27 mm deep - for wall mounting, concealed rose fixing - for adhesive mounting, including adhesive set 815.00.002 - set includes adapter for adhesive mounting, cleaning cloth, dosing syringe with adhesive and two screws M4x8 Article no.: HEWI 815.21.20160 | https://catalog.hewi.com/en/p/8152120160 | https://catalog.hewi.com/storage/downloads/HEWI_815_21_20160_en.pdf
815.21.30040 | HEWI Spare roll holder | System 815 Spare roll holder - spare roll holder with fixing rose - made of stainless steel, high-quality chrome-plated - 40 mm wide, 60 mm high, 137 mm deep - for wall mounting, concealed rose fixing - including non-corrosive HEWI fixing material Article no.: HEWI 815.21.30040 | https://catalog.hewi.com/en/p/8152130040 | https://catalog.hewi.com/storage/downloads/HEWI_815_21_30040_en.pdf
815.21.30060 | HEWI Spare roll holder | System 815 Spare roll holder - spare roll holder with fixing rose - made of stainless steel, matt black powder-coated - 40 mm wide, 60 mm high, 137 mm deep - for wall mounting, concealed rose fixing - including non-corrosive HEWI fixing material Article no.: HEWI 815.21.30060 | https://catalog.hewi.com/en/p/8152130060 | https://catalog.hewi.com/storage/downloads/HEWI_815_21_30060_en.pdf
815.21.30140 | HEWI Spare roll holder | System 815 Spare roll holder - spare roll holder with fixing rose - made of stainless steel, high-quality chrome-plated - 40 mm wide, 60 mm high, 137 mm deep - for wall mounting, concealed rose fixing - for adhesive mounting, including adhesive set 815.00.001 - set includes adapter for adhesive mounting, cleaning cloth, dosing syringe with adhesive and two screws M4x6 Article no.: HEWI 815.21.30140 | https://catalog.hewi.com/en/p/8152130140 | https://catalog.hewi.com/storage/downloads/HEWI_815_21_30140_en.pdf
815.21.30160 | HEWI Spare roll holder | System 815 Spare roll holder - spare roll holder with fixing rose - made of stainless steel, matt black powder-coated - 40 mm wide, 60 mm high, 137 mm deep - for wall mounting, concealed rose fixing - for adhesive mounting, including adhesive set 815.00.001 - set includes adapter for adhesive mounting, cleaning cloth, dosing syringe with adhesive and two screws M4x6 Article no.: HEWI 815.21.30160 | https://catalog.hewi.com/en/p/8152130160 | https://catalog.hewi.com/storage/downloads/HEWI_815_21_30160_en.pdf
815.21.31040 | HEWI Spare roll holder, double | System 815 Spare roll holder, double - spare roll holder for two spare toilet rolls with fixing rose - made of stainless steel, high-quality chrome-plated - 40 mm wide, 130 mm high, 137 mm deep - for wall mounting, concealed rose fixing - including non-corrosive HEWI fixing material Article no.: HEWI 815.21.31040 | https://catalog.hewi.com/en/p/8152131040 | https://catalog.hewi.com/storage/downloads/HEWI_815_21_31040_en.pdf
815.21.31060 | HEWI Spare roll holder, double | System 815 Spare roll holder, double - spare roll holder for two spare toilet rolls with fixing rose - made of stainless steel, matt black powder-coated - 40 mm wide, 130 mm high, 137 mm deep - for wall mounting, concealed rose fixing - including non-corrosive HEWI fixing material Article no.: HEWI 815.21.31060 | https://catalog.hewi.com/en/p/8152131060 | https://catalog.hewi.com/storage/downloads/HEWI_815_21_31060_en.pdf
815.21.31140 | HEWI Spare roll holder, double | System 815 Spare roll holder, double - spare roll holder for two spare toilet rolls with fixing rose - made of stainless steel, high-quality chrome-plated - 40 mm wide, 130 mm high, 137 mm deep - for wall mounting, concealed rose fixing - for adhesive mounting, including adhesive set 815.00.001 - set includes adapter for adhesive mounting, cleaning cloth, dosing syringe with adhesive and two screws M4x6 Article no.: HEWI 815.21.31140 | https://catalog.hewi.com/en/p/8152131140 | https://catalog.hewi.com/storage/downloads/HEWI_815_21_31140_en.pdf
815.21.31160 | HEWI Spare roll holder, double | System 815 Spare roll holder, double - spare roll holder for two spare toilet rolls with fixing rose - made of stainless steel, matt black powder-coated - 40 mm wide, 130 mm high, 137 mm deep - for wall mounting, concealed rose fixing - for adhesive mounting, including adhesive set 815.00.001 - set includes adapter for adhesive mounting, cleaning cloth, dosing syringe with adhesive and two screws M4x6 Article no.: HEWI 815.21.31160 | https://catalog.hewi.com/en/p/8152131160 | https://catalog.hewi.com/storage/downloads/HEWI_815_21_31160_en.pdf
815.30.11040 | HEWI Bath towel rail | System 815 Bath towel rail - bath towel rail with fixing roses - for hanging up towels and other pieces of clothing - made of stainless steel, high-quality chrome-plated - centre-to-centre 600 mm, 90 mm high, 59 mm deep - for wall mounting, concealed rose fixing - including non-corrosive HEWI fixing material Article no.: HEWI 815.30.11040 | https://catalog.hewi.com/en/p/8153011040 | https://catalog.hewi.com/storage/downloads/HEWI_815_30_11040_en.pdf
815.30.11060 | HEWI Bath towel rail | System 815 Bath towel rail - bath towel rail with fixing roses - for hanging up towels and other pieces of clothing - made of stainless steel, matt black powder-coated - centre-to-centre 600 mm, 90 mm high, 59 mm deep - for wall mounting, concealed rose fixing - including non-corrosive HEWI fixing material Article no.: HEWI 815.30.11060 | https://catalog.hewi.com/en/p/8153011060 | https://catalog.hewi.com/storage/downloads/HEWI_815_30_11060_en.pdf
815.30.11140 | HEWI Bath towel rail | System 815 Bath towel rail - bath towel rail with fixing roses - for hanging up towels and other pieces of clothing - made of stainless steel, high-quality chrome-plated - centre-to-centre 600 mm, 90 mm high, 59 mm deep - for wall mounting, concealed rose fixing - for adhesive mounting, including adhesive set 815.00.003 - set includes two adapters for adhesive mounting, cleaning cloth, dosing syringe with adhesive and four screws M4x6 Article no.: HEWI 815.30.11140 | https://catalog.hewi.com/en/p/8153011140 | https://catalog.hewi.com/storage/downloads/HEWI_815_30_11140_en.pdf
815.30.11160 | HEWI Bath towel rail | System 815 Bath towel rail - bath towel rail with fixing roses - for hanging up towels and other pieces of clothing - made of stainless steel, matt black powder-coated - centre-to-centre 600 mm, 90 mm high, 59 mm deep - for wall mounting, concealed rose fixing - for adhesive mounting, including adhesive set 815.00.003 - set includes two adapters for adhesive mounting, cleaning cloth, dosing syringe with adhesive and four screws M4x6 Article no.: HEWI 815.30.11160 | https://catalog.hewi.com/en/p/8153011160 | https://catalog.hewi.com/storage/downloads/HEWI_815_30_11160_en.pdf
815.33.10040 | HEWI Rail with shower head holder | System 815 Rail with shower head holder - consisting of shower rail and shower head holder - for wall mounting - concealed fixing, without roses - continuously adjustable shower head holder, suitable for various manufacturers' shower heads - centre-to-centre 1000 mm, 79 mm deep, diameter 18 mm - made of metal, high-quality chrome-plated - including non-corrosive HEWI fixing material Article no.: HEWI 815.33.10040 | https://catalog.hewi.com/en/p/8153310040 | https://catalog.hewi.com/storage/downloads/HEWI_815_33_10040_en.pdf
815.90.01040 | HEWI Coat hook | System 815 Hook - hook with fixing rose - for hanging up towels and other pieces of clothing - made of stainless steel, high-quality chrome-plated - 40 mm wide, 68 mm high, 49 mm deep - for wall mounting, concealed rose fixing - including non-corrosive HEWI fixing material Article no.: HEWI 815.90.01040 | https://catalog.hewi.com/en/p/8159001040 | https://catalog.hewi.com/storage/downloads/HEWI_815_90_01040_en.pdf
815.90.01060 | HEWI Coat hook | System 815 Hook - hook with fixing rose - for hanging up towels and other pieces of clothing - made of stainless steel, matt black powder-coated - 40 mm wide, 68 mm high, 49 mm deep - for wall mounting, concealed rose fixing - including non-corrosive HEWI fixing material Article no.: HEWI 815.90.01060 | https://catalog.hewi.com/en/p/8159001060 | https://catalog.hewi.com/storage/downloads/HEWI_815_90_01060_en.pdf
815.90.01140 | HEWI Coat hook | System 815 Hook - hook with fixing rose - for hanging up towels and other pieces of clothing - made of stainless steel, high-quality chrome-plated - 40 mm wide, 68 mm high, 49 mm deep - for wall mounting, concealed rose fixing - for adhesive mounting, including adhesive set 815.00.001 - set includes adapter for adhesive mounting, cleaning cloth, dosing syringe with adhesive and two screws M4x6 Article no.: HEWI 815.90.01140 | https://catalog.hewi.com/en/p/8159001140 | https://catalog.hewi.com/storage/downloads/HEWI_815_90_01140_en.pdf
815.90.01160 | HEWI Coat hook | System 815 Hook - hook with fixing rose - for hanging up towels and other pieces of clothing - made of stainless steel, matt black powder-coated - 40 mm wide, 68 mm high, 49 mm deep - for wall mounting, concealed rose fixing - for adhesive mounting, including adhesive set 815.00.001 - set includes adapter for adhesive mounting, cleaning cloth, dosing syringe with adhesive and two screws M4x6 Article no.: HEWI 815.90.01160 | https://catalog.hewi.com/en/p/8159001160 | https://catalog.hewi.com/storage/downloads/HEWI_815_90_01160_en.pdf
815.90.02040 | HEWI Double hook | System 815 Double hook - double hook with fixing rose - for hanging up towels and other pieces of clothing - made of stainless steel, high-quality chrome-plated - 61 mm wide, 64 mm high, 32 mm deep - for wall mounting, concealed rose fixing - including non-corrosive HEWI fixing material Article no.: HEWI 815.90.02040 | https://catalog.hewi.com/en/p/8159002040 | https://catalog.hewi.com/storage/downloads/HEWI_815_90_02040_en.pdf
815.90.02060 | HEWI Double hook | System 815 Double hook - double hook with fixing rose - for hanging up towels and other pieces of clothing - made of stainless steel, matt black powder-coated - 61 mm wide, 64 mm high, 32 mm deep - for wall mounting, concealed rose fixing - including non-corrosive HEWI fixing material Article no.: HEWI 815.90.02060 | https://catalog.hewi.com/en/p/8159002060 | https://catalog.hewi.com/storage/downloads/HEWI_815_90_02060_en.pdf
815.90.02140 | HEWI Double hook | System 815 Double hook - double hook with fixing rose - for hanging up towels and other pieces of clothing - made of stainless steel, high-quality chrome-plated - 61 mm wide, 64 mm high, 32 mm deep - for wall mounting, concealed rose fixing - for adhesive mounting, including adhesive set 815.00.001 - set includes adapter for adhesive mounting, cleaning cloth, dosing syringe with adhesive and two screws M4x6 Article no.: HEWI 815.90.02140 | https://catalog.hewi.com/en/p/8159002140 | https://catalog.hewi.com/storage/downloads/HEWI_815_90_02140_en.pdf
815.90.02160 | HEWI Double hook | System 815 Double hook - double hook with fixing rose - for hanging up towels and other pieces of clothing - made of stainless steel, matt black powder-coated - 61 mm wide, 64 mm high, 32 mm deep - for wall mounting, concealed rose fixing - for adhesive mounting, including adhesive set 815.00.001 - set includes adapter for adhesive mounting, cleaning cloth, dosing syringe with adhesive and two screws M4x6 Article no.: HEWI 815.90.02160 | https://catalog.hewi.com/en/p/8159002160 | https://catalog.hewi.com/storage/downloads/HEWI_815_90_02160_en.pdf
815.90.E0140 | HEWI Rose cap | Rose cap S815 - spare part for all roses of articles 815.21.10040, 815.21.20040, 815.20.10045, 815.21.30040, 815.21.31040, 815.90.01040, 815.90.02040, 815.09.11040, 815.09.30040, 815.06.11045, 815.04.11045, 815.03.12045, 815.30.11040 - stainless steel, chrome-plated Article no.: HEWI 815.90.E0140 | https://catalog.hewi.com/en/p/81590E0140 | https://catalog.hewi.com/storage/downloads/HEWI_815_90_E0140_en.pdf
815.90.E0160 | HEWI Rose cap | Rose cap S815 - spare part for all roses of articles 815.21.10060, 815.21.20060, 815.20.10065, 815.21.30060, 815.21.31060, 815.90.01060, 815.90.02060, 815.09.11060, 815.09.30060, 815.06.11065, 815.04.11065, 815.03.12065, 815.30.11060 - stainless steel, black matt powder-coated Article no.: HEWI 815.90.E0160 | https://catalog.hewi.com/en/p/81590E0160 | https://catalog.hewi.com/storage/downloads/HEWI_815_90_E0160_en.pdf
900.00.00040 | HEWI Hair dryer holder | Hair dryer holder System 900 - holder made of high-quality stainless steel chrome-plated - With insert to protect against damage to the hairdryer - Insert made of high-quality synthetic material in HEWI colours 92 (anthracite grey) and 98 (signal-white) - inside 78 mm high, 37 mm wide and 104 mm deep - for wall mounting, concealed fixing - including non-corrosive HEWI fixing material Article no.: HEWI 900.00.00040 | https://catalog.hewi.com/en/p/9000000040 | https://catalog.hewi.com/storage/downloads/HEWI_900_00_00040_en.pdf
900.00.00060 | HEWI Hair dryer holder | Hair dryer holder System 900 - holder made of high-quality stainless steel powder-coated in the HEWI colour CV (matt black) and ER (matt dark grey pearl mica) with insert in matt black polyamide or powder-coated in the HEWI colour AS (matt white) with insert in matt white polyamide - With insert to protect against damage to the hairdryer - inside 78 mm high, 37 mm wide and 104 mm deep - for wall mounting, concealed fixing - including non-corrosive HEWI fixing material Article no.: HEWI 900.00.00060 | https://catalog.hewi.com/en/p/9000000060 | https://catalog.hewi.com/storage/downloads/HEWI_900_00_00060_en.pdf
900.00.000XA | HEWI Hair dryer holder | Hair dryer holder System 900 - holder made of high-quality satin stainless steel - with insert to protect against damage to the hairdryer - insert made of high-quality synthetic material in HEWI colours 92 (anthracite grey) and 98 (signal-white) - inside 78 mm high, 37 mm wide and 104 mm deep - for wall mounting, concealed fixing - including non-corrosive HEWI fixing material Article no.: HEWI 900.00.000XA | https://catalog.hewi.com/en/p/90000000XA | https://catalog.hewi.com/storage/downloads/HEWI_900_00_000XA_en.pdf
900.03.00040 | HEWI Shelf with grab bar | Shelf with Support rail - shelf with integrated support rail at the front - continuous mirror solution possible - holder made of high-quality stainless steel chrome-plated - Glass plate with anti-splinter film, white back-painted - 720 mm wide, 70 mm high, 188 mm deep - diameter support rail 25 mm - including non-corrosive HEWI fixing material Article no.: HEWI 900.03.00040 | https://catalog.hewi.com/en/p/9000300040 | https://catalog.hewi.com/storage/downloads/HEWI_900_03_00040_en.pdf
900.03.00060 | HEWI Shelf with grab bar | Shelf with Support rail - shelf with integrated support rail at the front - continuous mirror solution possible - holder made of high-quality stainless steel powder-coated in HEWI colours DX (matt white), DC (matt black) and SC (matt dark grey pearl mica) - Glass plate with anti-splinter film, white back-painted - 720 mm wide, 70 mm high, 188 mm deep - diameter support rail 25 mm - including non-corrosive HEWI fixing material Article no.: HEWI 900.03.00060 | https://catalog.hewi.com/en/p/9000300060 | https://catalog.hewi.com/storage/downloads/HEWI_900_03_00060_en.pdf
900.03.000XA | HEWI Shelf with grab bar | Shelf with support rail - shelf with integrated support rail at the front - continuous mirror solution possible - holder made of high-quality satin stainless steel - glass plate with anti-splinter film, white back-painted - 720 mm wide, 70 mm high, 188 mm deep - diameter support rail 25 mm - including non-corrosive HEWI fixing material Article no.: HEWI 900.03.000XA | https://catalog.hewi.com/en/p/90003000XA | https://catalog.hewi.com/storage/downloads/HEWI_900_03_000XA_en.pdf
900.03.00140 | HEWI Shower basket | System 900 Shower basket - for wall mounting - holder made of high-quality stainless steel chrome-plated - Insert made of high-quality synthetic material in HEWI colours 92 (anthracite grey) and 98 (signal-white) - 220 mm wide, 67 mm high, 115 mm deep - including non-corrosive HEWI fixing material. Article no.: HEWI 900.03.00140 | https://catalog.hewi.com/en/p/9000300140 | https://catalog.hewi.com/storage/downloads/HEWI_900_03_00140_en.pdf
900.03.00160 | HEWI Shower basket | System 900 Shower basket - for wall mounting - holder made of high-quality stainless steel powder-coated in the HEWI colour CV (matt black) and ER (matt dark grey pearl mica) with insert made of high-quality synthetic material in HEWI colour 90 (jet black) or powder-coated in the HEWI colour AS (matt white) with insert made of high-quality synthetic material in HEWI colour 98 (signal-white) - 220 mm wide, 67 mm high, 115 mm deep - including non-corrosive HEWI fixing material. Article no.: HEWI 900.03.00160 | https://catalog.hewi.com/en/p/9000300160 | https://catalog.hewi.com/storage/downloads/HEWI_900_03_00160_en.pdf
900.03.001XA | HEWI Shower basket | System 900 Shower basket - for wall mounting - holder made of high-quality satin stainless steel - Insert made of high-quality synthetic material in HEWI colours 92 (anthracite grey) and 98 (signal-white) - 220 mm wide, 67 mm high, 115 mm deep - including non-corrosive HEWI fixing material. Article no.: HEWI 900.03.001XA | https://catalog.hewi.com/en/p/90003001XA | https://catalog.hewi.com/storage/downloads/HEWI_900_03_001XA_en.pdf
900.03.00240 | HEWI Shower basket | System 900 Shower basket corner solution - for wall mounting - holder made of high-quality stainless steel chrome-plated - Insert made of high-quality synthetic material in HEWI colours 92 (anthracite grey) and 98 (signal-white) - 67 mm high, side length 170 mm - including non-corrosive HEWI fixing material Article no.: HEWI 900.03.00240 | https://catalog.hewi.com/en/p/9000300240 | https://catalog.hewi.com/storage/downloads/HEWI_900_03_00240_en.pdf
900.03.00260 | HEWI Shower basket | System 900 Shower basket corner solution - for wall mounting - holder made of high-quality stainless steel powder-coated in the HEWI colour CV (matt black) and ER (matt dark grey pearl mica) with insert made of high-quality synthetic material in HEWI colour 90 (jet black) or powder-coated in the HEWI colour AS (matt white) with insert made of high-quality synthetic material in HEWI colour 98 (signal-white) - 67 mm high, side length 170 mm - including non-corrosive HEWI fixing material Article no.: HEWI 900.03.00260 | https://catalog.hewi.com/en/p/9000300260 | https://catalog.hewi.com/storage/downloads/HEWI_900_03_00260_en.pdf
900.03.002XA | HEWI Shower basket | System 900 Shower basket corner solution - for wall mounting - holder made of high-quality satin stainless steel - Insert made of high-quality synthetic material in HEWI colours 92 (anthracite grey) and 98 (signal-white) - 67 mm high, side length 170 mm - including non-corrosive HEWI fixing material. Article no.: HEWI 900.03.002XA | https://catalog.hewi.com/en/p/90003002XA | https://catalog.hewi.com/storage/downloads/HEWI_900_03_002XA_en.pdf
900.04.00040 | HEWI Glass tumbler with holder | System 900 Tumbler with holder - cylindrical wall holder - holder made of metal, high-quality chrome-plated - holder with protective film on the inside for a secure, defined position and to protect the glass insert from damage - 124 mm high, 84 mm deep, diameter 71 mm - cylindrical tumbler made of high-quality, satin-finish crystal glass - for wall mounting, concealed fixing - including non-corrosive HEWI fixing material Article no.: HEWI 900.04.00040 | https://catalog.hewi.com/en/p/9000400040 | https://catalog.hewi.com/storage/downloads/HEWI_900_04_00040_en.pdf
900.04.00060 | HEWI Glass tumbler with holder | System 900 Tumbler with holder - cylindrical wall holder - holder made of high-quality satin stainless steel, powder-coated in HEWI colours DX (matt white), DC (matt black) and SC (matt dark grey pearl mica) - holder with protective film on the inside for a secure, defined position and to protect the glass insert from damage - 124 mm high, 85 mm deep, diameter 70 mm - cylindrical tumbler made of high-quality, satin-finish crystal glass - for wall mounting, concealed fixing - including non-corrosive HEWI fixing material Article no.: HEWI 900.04.00060 | https://catalog.hewi.com/en/p/9000400060 | https://catalog.hewi.com/storage/downloads/HEWI_900_04_00060_en.pdf
900.04.000XA | HEWI Glass tumbler with holder | System 900 Tumbler with holder - cylindrical wall holder - holder made of high-quality satin stainless steel - holder with protective film on the inside for a secure, defined position and to protect the glass insert from damage - 70 mm diameter, 124 mm high and 85 mm deep - cylindrical tumbler made of high-quality, satin-finish crystal glass - for wall mounting, concealed fixing - including non-corrosive HEWI fixing material Article no.: HEWI 900.04.000XA | https://catalog.hewi.com/en/p/90004000XA | https://catalog.hewi.com/storage/downloads/HEWI_900_04_000XA_en.pdf
900.05.00060 | HEWI Waste bin | Hygiene waste bin System 900 - hygiene waste bin with hinged lid - the waste bin is detachable - the lid can be opened by lightly pressing the knee against the bin - with sticker to explain operation by knee - invisible, integrated bag holder - lid with soft-close - only suitable for wall mounting - capacity approx. 6 l - 310 mm high, 145 mm deep and 205 mm wide - made of high-quality stainless steel, powder-coated in HEWI colours DX (matt white), DC (matt black) and SC (matt dark grey pearl mica) - including corrosion-free HEWI fixing material Article no.: HEWI 900.05.00060 | https://catalog.hewi.com/en/p/9000500060 | https://catalog.hewi.com/storage/downloads/HEWI_900_05_00060_en.pdf
900.05.000XA | HEWI Waste bin | Hygiene waste bin System 900 - hygiene waste bin with hinged lid - the waste bin is detachable - the lid can be opened by lightly pressing the knee against the bin - with sticker to explain operation by knee - invisible, integrated bag holder - lid with soft-close - only suitable for wall mounting - capacity approx. 6 l - 310 mm high, 145 mm deep and 205 mm wide - made of high-quality stainless steel, satin surface - including corrosion-free HEWI fixing material Article no.: HEWI 900.05.000XA | https://catalog.hewi.com/en/p/90005000XA | https://catalog.hewi.com/storage/downloads/HEWI_900_05_000XA_en.pdf
900.05.00160 | HEWI Wastepaper bin | Wastepaper bin from the System 900 range - angular base body - serves as a wastebin for used paper towels - capacity approx. 25 l - invisible, integrated bag holder with pull-out function for easy insertion and removal of the bag - 260 mm wide, 501 mm high and 203 mm deep - for wall mounting - made of high-quality stainless steel, powder coated in HEWI colours DX (matt white), DC (matt black) and SC (matt dark grey pearl mica) - including corrosion-free HEWI fixing material Article no.: HEWI 900.05.00160 | https://catalog.hewi.com/en/p/9000500160 | https://catalog.hewi.com/storage/downloads/HEWI_900_05_00160_en.pdf
900.05.001XA | HEWI Wastepaper bin | Wastepaper bin from the System 900 range - angular base body - serves as a wastebin for used paper towels - capacity approx. 25 l - invisible, integrated bag holder with pull-out function for easy insertion and removal of the bag - 260 mm wide, 501 mm high and 203 mm deep - for wall mounting - made of high-quality stainless steel, matt satin finish surface - including corrosion-free HEWI fixing material Article no.: HEWI 900.05.001XA | https://catalog.hewi.com/en/p/90005001XA | https://catalog.hewi.com/storage/downloads/HEWI_900_05_001XA_en.pdf
900.05.00260 | HEWI Wastepaper bin | Wastepaper bin from the System 900 range - angular base body - serves as a wastebin for used paper towels - capacity approx. 25 l - invisible, integrated bag holder with pull-out function for easy insertion and removal of the bag - lid with lifting tab - 260 mm wide, 501 mm high and 203 mm deep - for wall mounting - made of high-quality stainless steel, powder coated in HEWI colours DX (matt white), DC (matt black) and SC (matt dark grey pearl mica) - including corrosion-free HEWI fixing material Article no.: HEWI 900.05.00260 | https://catalog.hewi.com/en/p/9000500260 | https://catalog.hewi.com/storage/downloads/HEWI_900_05_00260_en.pdf
900.05.002XA | HEWI Wastepaper bin | Wastepaper bin from the System 900 range - angular base body - serves as a wastebin for used paper towels - capacity approx. 25 l - invisible, integrated bag holder with pull-out function for easy insertion and removal of the bag - lid with lifting tab - 260 mm wide, 501 mm high and 203 mm deep - for wall mounting - made of high-quality stainless steel, matt satin finish surface - including corrosion-free HEWI fixing material Article no.: HEWI 900.05.002XA | https://catalog.hewi.com/en/p/90005002XA | https://catalog.hewi.com/storage/downloads/HEWI_900_05_002XA_en.pdf
900.05.00360 | HEWI Wastepaper bin | Wastepaper bin from the System 900 range - angular base body - serves as a wastebin for used paper towels - capacity approx. 60 l - invisible, integrated bag holder with pull-out function for easy insertion and removal of the bag - 340 mm wide, 621 mm high and 263 mm deep - for wall mounting - made of high-quality stainless steel, powder coated in HEWI colours DX (matt white), DC (matt black) and SC (matt dark grey pearl mica) - including corrosion-free HEWI fixing material Article no.: HEWI 900.05.00360 | https://catalog.hewi.com/en/p/9000500360 | https://catalog.hewi.com/storage/downloads/HEWI_900_05_00360_en.pdf
900.05.003XA | HEWI Wastepaper bin | Wastepaper from the System 900 range - angular base body - serves as a wastebin for used paper towels - capacity approx. 60 l - invisible, integrated bag holder with pull-out function for easy insertion and removal of the bag - 340 mm wide, 621 mm high and 263 mm deep - for wall mounting - made of high-quality stainless steel, matt satin finish surface - including corrosion-free HEWI fixing material Article no.: HEWI 900.05.003XA | https://catalog.hewi.com/en/p/90005003XA | https://catalog.hewi.com/storage/downloads/HEWI_900_05_003XA_en.pdf
900.05.00460 | HEWI Wastepaper bin | Wastepaper bin from the System 900 range - angular base body - serves as a wastebin for used paper towels - capacity approx. 60 l - invisible, integrated bag holder with pull-out function for easy insertion and removal of the bag - lid with lifting tab - 340 mm wide, 621 mm high and 263 mm deep - for wall mounting - made of high-quality stainless steel, powder coated in HEWI colours DX (matt white), DC (matt black) and SC (matt dark grey pearl mica) - including corrosion-free HEWI fixing material Article no.: HEWI 900.05.00460 | https://catalog.hewi.com/en/p/9000500460 | https://catalog.hewi.com/storage/downloads/HEWI_900_05_00460_en.pdf
900.05.004XA | HEWI Wastepaper bin | Wastepaper bin from the System 900 range - angular base body - serves as a wastebin for used paper towels - capacity approx. 60 l - invisible, integrated bag holder with pull-out function for easy insertion and removal of the bag - lid with lifting tab - 340 mm wide, 621 mm high and 263 mm deep - for wall mounting - made of high-quality stainless steel, matt satin finish surface - including corrosion-free HEWI fixing material Article no.: HEWI 900.05.004XA | https://catalog.hewi.com/en/p/90005004XA | https://catalog.hewi.com/storage/downloads/HEWI_900_05_004XA_en.pdf
900.05.00560 | HEWI Hygiene waste bin | Hygiene wastebin from the System 900 range - angular base body - capacity approx. 6 l - invisible, integrated bag holder with pull-out function for easy insertion and removal of the bag - lid with lifting tab - 160 mm wide, 290 mm high and 140 mm deep - for wall mounting - made of high-quality stainless steel, powder coated in HEWI colours DX (matt white), DC (matt black) and SC (matt dark grey pearl mica) - including corrosion-free HEWI fixing material Article no.: HEWI 900.05.00560 | https://catalog.hewi.com/en/p/9000500560 | https://catalog.hewi.com/storage/downloads/HEWI_900_05_00560_en.pdf
900.05.005XA | HEWI Hygiene waste bin | Hygienic wastebin from the System 900 range - angular body - capacity approx. 6 l - invisible, integrated bag holder with pull-out function for easy insertion and removal of the bag - lid with lifting tab - 160 mm wide, 290 mm high and 140 mm deep - for wall mounting - made of high-quality stainless steel, matt satin finish surface - including corrosion-free HEWI fixing material Article no.: HEWI 900.05.005XA | https://catalog.hewi.com/en/p/90005005XA | https://catalog.hewi.com/storage/downloads/HEWI_900_05_005XA_en.pdf
900.05.00660 | HEWI Hygiene combination | Hygiene combination from the System 900 range - angular base body - capacity approx. 6 l - invisible, integrated bag holder with pull-out function for easy insertion and removal of the bag - with integrated holder for standard hygiene bags made of synthetic material (max. pack size L 130 x W 90 x H 20 mm) - lid with lifting tab - 160 mm wide, 290 mm high and 140 mm deep - for wall mounting - made of high-quality stainless steel, powder coated in HEWI colours DX (matt white), DC (matt black) and SC (matt dark grey pearl mica) - including corrosion-free HEWI fixing material Article no.: HEWI 900.05.00660 | https://catalog.hewi.com/en/p/9000500660 | https://catalog.hewi.com/storage/downloads/HEWI_900_05_00660_en.pdf
900.05.006XA | HEWI Hygiene combination | Hygiene combination from the System 900 range - angular basic body - capacity approx. 6 l - invisible, integrated bag holder with pull-out function for easy insertion and removal of the bag - with integrated holder for standard hygiene bags made of synthetic material (max. pack size L 130 x W 90 x H 20 mm) - lid with lifting tab - 160 mm wide, 290 mm high and 140 mm deep - for wall mounting - made of high-quality stainless steel, matt satin finish surface - including corrosion-free HEWI fixing material Article no.: HEWI 900.05.006XA | https://catalog.hewi.com/en/p/90005006XA | https://catalog.hewi.com/storage/downloads/HEWI_900_05_006XA_en.pdf
900.06.00040 | HEWI Soap dispenser with holder | System 900 Soap dispenser with holder - suitable for use at the washbasin area - cylindrical wall holder - holder made of metal, high-quality chrome-plated - holder with protective film on the inside for a secure, defined position and to protect the glass insert from damage - 180 mm high, 84 mm deep, diameter 71 mm - soap dispenser made of high-quality, satin-finish crystal glass - high-quality chrome-plated pump head - capacity approx. 200 ml - for wall mounting, concealed fixing - including non-corrosive HEWI fixing material Article no.: HEWI 900.06.00040 | https://catalog.hewi.com/en/p/9000600040 | https://catalog.hewi.com/storage/downloads/HEWI_900_06_00040_en.pdf
900.06.00060 | HEWI Soap or disinfectant dispenser with holder | System 900 Soap or disinfectant dispenser with holder - suitable for use at the washbasin area - cylindrical wall holder - holder made of high-quality satin stainless steel, powder-coated in HEWI colours DX (matt white), DC (matt black) and SC (matt dark grey pearl mica) - holder with protective film on the inside for a secure, defined position and to protect the glass insert from damage - 180 mm high, 85 mm deep, diameter 70 mm - soap dispenser made of high-quality, satin-finish crystal glass - high-quality chrome-plated pump head - capacity approx. 200 ml - for wall mounting, concealed fixing - including non-corrosive HEWI fixing material Article no.: HEWI 900.06.00060 | https://catalog.hewi.com/en/p/9000600060 | https://catalog.hewi.com/storage/downloads/HEWI_900_06_00060_en.pdf
900.06.000XA | HEWI Soap dispenser with holder | System 900 Soap dispenser with holder - suitable for use at the washbasin area - cylindrical wall holder - holder made of high-quality stainless steel, satin surface finish - holder with protective film on the inside for a secure, defined position and to protect the glass insert from damage - 70 mm diameter, 180 mm high and 85 mm deep - soap dispenser made of high-quality, satin-finish crystal glass - pump head in stainless steel finish - capacity approx. 200 ml - for wall mounting, concealed fixing - including non-corrosive HEWI fixing material Article no.: HEWI 900.06.000XA | https://catalog.hewi.com/en/p/90006000XA | https://catalog.hewi.com/storage/downloads/HEWI_900_06_000XA_en.pdf
900.06.00140 | HEWI Soap dispenser with holder | System 900 Soap dispenser with holder - suitable for use at the washbasin area - cylindrical wall holder - holder made of metal, high-quality chrome-plated - holder with protective film on the inside for a secure, defined position and to protect the insert from damage - 180 mm high, 84 mm deep, diameter 71 mm - soap dispenser made of high-quality polyamide in HEWI colours 92 (anthracite grey) and 98 (signal white) - high-quality chrome-plated pump head - capacity approx. 200 ml - for wall mounting, concealed fixing - including non-corrosive HEWI fixing material Article no.: HEWI 900.06.00140 | https://catalog.hewi.com/en/p/9000600140 | https://catalog.hewi.com/storage/downloads/HEWI_900_06_00140_en.pdf
900.06.00160 | HEWI Soap or disinfectant dispenser with holder | System 900 Soap or disinfectant dispenser with holder - suitable for use at the washbasin area - cylindrical wall holder - holder made of metal, powder-coated in the HEWI colour CV (matt black) and ER (matt dark grey pearl mica) with soap dispenser in matt black polyamide or powder-coated in the HEWI colour AS (matt white) with soap dispenser in matt white polyamide - holder with protective film on the inside for a secure, defined position and to protect the insert from damage - 180 mm high, 85 mm deep, diameter 70 mm - high-quality chrome-plated pump head - capacity approx. 200 ml - for wall mounting, concealed fixing - including non-corrosive HEWI fixing material Article no.: HEWI 900.06.00160 | https://catalog.hewi.com/en/p/9000600160 | https://catalog.hewi.com/storage/downloads/HEWI_900_06_00160_en.pdf
900.06.001XA | HEWI Soap dispenser with holder | System 900 Soap dispenser with holder - suitable for use at the washbasin area - cylindrical wall holder - holder made of stainless steel, satin surface finish - holder with protective film on the inside for a secure, defined position and to protect the insert from damage - 180 mm high, 85 mm deep, diameter 70 mm - soap dispenser made of high-quality polyamide in HEWI colours 92 (anthracite grey) and 98 (signal white) - pump head in stainless steel finish - capacity approx. 200 ml - for wall mounting, concealed fixing - including non-corrosive HEWI fixing material Article no.: HEWI 900.06.001XA | https://catalog.hewi.com/en/p/90006001XA | https://catalog.hewi.com/storage/downloads/HEWI_900_06_001XA_en.pdf
900.06.00260 | HEWI Disinfectant or soap dispenser | Disinfection or soap dispenser 1.000 ml - basic body made of high-quality stainless steel, powder-coated in HEWI colours DX (matt white), DC (matt black) and SC (matt dark grey pearl mica) - Front cover made of high-quality stainless steel, powder coated, with viewing window - for dispensing controlled quantities of chlorine-free, alcohol-based hand disinfectants or liquid soaps - for 1.000 ml Euro standard bottles - the disposable bottle are easy to replace from the front - dispenser with long lever, lockable - dosing quantity adjustable in several steps: 0.7 ml, 1.0 ml, 1.2 ml, 1.5 ml (depending on the viscosity of the product) - dosing pump made of stainless steel - compatible with hygienic packaging (collapsing bottle with disposable pump) - dispenser and pump dishwasher safe and autoclavable up to 134 °C, 3 bar - 93 mm wide, 421 mm high, 204 mm deep - incl. 1.000 ml empty container for free refilling - including non-corrosive HEWI fixing material Article no.: HEWI 900.06.00260 | https://catalog.hewi.com/en/p/9000600260 | https://catalog.hewi.com/storage/downloads/HEWI_900_06_00260_en.pdf
900.06.00261 | HEWI Disinfectant or soap dispenser | Disinfection and soap dispensers 1.000 ml - body made of high-quality stainless steel, powder coated white - front cover with viewing window - for dispensing controlled quantities of chlorine-free, alcohol-based hand disinfectants or liquid soaps - for 1.000 ml Euro standard bottles - the disposable bottle are easy to replace from the front - dispenser with long lever, lockable - dosing quantity adjustable in several steps: 0.7 ml, 1.0 ml, 1.2 ml, 1.5 ml (depending on the viscosity of the product) - dosing pump made of stainless steel - compatible with hygienic packaging (collapsing bottle with disposable pump) - dispenser and pump dishwasher safe and autoclavable up to 134 °C, 3 bar - 93 mm wide, 421 mm high, 204 mm deep - incl. 1.000 ml empty container for free refilling - including non-corrosive HEWI fixing material Article no.: HEWI 900.06.00261 | https://catalog.hewi.com/en/p/9000600261 | https://catalog.hewi.com/storage/downloads/HEWI_900_06_00261_en.pdf
900.06.002XA | HEWI Disinfectant or soap dispenser | Disinfection and soap dispensers 1.000 ml - basic body made of high-quality stainless steel, matt - front cover made of high-quality stainless steel, powder coated white, with viewing window - for dispensing controlled quantities of chlorine-free, alcohol-based hand disinfectants or liquid soaps - for 1.000 ml Euro standard bottles - the disposable bottle are easy to replace from the front - dispenser with long lever, lockable - dosing quantity adjustable in several steps: 0.7 ml, 1.0 ml, 1.2 ml, 1.5 ml (depending on the viscosity of the product) - dosing pump made of stainless steel - compatible with hygienic packaging (collapsing bottle with disposable pump) - dispenser and pump dishwasher safe and autoclavable up to 134 °C, 3 bar - 93 mm wide, 421 mm high, 204 mm deep - incl. 1.000 ml empty container for free refilling - including non-corrosive HEWI fixing material Article no.: HEWI 900.06.002XA | https://catalog.hewi.com/en/p/90006002XA | https://catalog.hewi.com/storage/downloads/HEWI_900_06_002XA_en.pdf
900.06.00360 | HEWI Disinfectant or soap dispenser | Disinfection and soap dispensers 500 ml - basic body made of high-quality stainless steel, powder-coated in HEWI colours DX (matt white), DC (matt black) and SC (matt dark grey pearl mica) - front cover made of high-quality stainless steel, powder coated, with viewing window - for dispensing controlled quantities of chlorine-free, alcohol-based hand disinfectants or liquid soaps - for 500 ml Euro standard bottles - the disposable bottle are easy to replace from the front - dispenser with long lever, lockable - dosing quantity adjustable in several steps: 0.7 ml, 1.0 ml, 1.2 ml, 1.5 ml (depending on the viscosity of the product) - dosing pump made of stainless steel - compatible with hygienic packaging (collapsing bottle with disposable pump) - dispenser and pump dishwasher safe and autoclavable up to 134 °C, 3 bar - 81 mm wide, 382 mm high, 199 mm deep - incl. 500 ml empty container for free refilling - including non-corrosive HEWI fixing material Article no.: HEWI 900.06.00360 | https://catalog.hewi.com/en/p/9000600360 | https://catalog.hewi.com/storage/downloads/HEWI_900_06_00360_en.pdf
900.06.00361 | HEWI Disinfectant or soap dispenser | Disinfection and soap dispensers 500 ml - basic body made of high-quality stainless steel, matt - front cover made of high-quality stainless steel, powder coated white, with viewing window - for dispensing controlled quantities of chlorine-free, alcohol-based hand disinfectants or liquid soaps - for 500 ml Euro standard bottles - the disposable bottle are easy to replace from the front - dispenser with long lever, lockable - dosing quantity adjustable in several steps: 0.7 ml, 1.0 ml, 1.2 ml, 1.5 ml (depending on the viscosity of the product) - dosing pump made of stainless steel - compatible with hygienic packaging (collapsing bottle with disposable pump) - dispenser and pump dishwasher safe and autoclavable up to 134 °C, 3 bar - 81 mm wide, 382 mm high, 199 mm deep - incl. 500 ml empty container for free refilling - including non-corrosive HEWI fixing material Article no.: HEWI 900.06.00361 | https://catalog.hewi.com/en/p/9000600361 | https://catalog.hewi.com/storage/downloads/HEWI_900_06_00361_en.pdf
900.06.003XA | HEWI Disinfectant or soap dispenser | Disinfection and soap dispensers 500 ml - basic body made of high-quality stainless steel, matt - front cover made of high-quality stainless steel, powder coated white, with viewing window - for dispensing controlled quantities of chlorine-free, alcohol-based hand disinfectants or liquid soaps - for 500 ml Euro standard bottles - the disposable bottle are easy to replace from the front - dispenser with long lever, lockable - dosing quantity adjustable in several steps: 0.7 ml, 1.0 ml, 1.2 ml, 1.5 ml (depending on the viscosity of the product) - dosing pump made of stainless steel - compatible with hygienic packaging (collapsing bottle with disposable pump) - dispenser and pump dishwasher safe and autoclavable up to 134 °C, 3 bar - 81 mm wide, 382 mm high, 199 mm deep - incl. 500 ml empty container for free refilling - including non-corrosive HEWI fixing material Article no.: HEWI 900.06.003XA | https://catalog.hewi.com/en/p/90006003XA | https://catalog.hewi.com/storage/downloads/HEWI_900_06_003XA_en.pdf
900.06.00460 | HEWI Soap dispenser | Soap dispenser from the System 900 range - angular base body - serves to hold standard liquid soap - with inner container for free filling, filling capacity 600 ml - inner container can be removed for cleaning - level indicator at the side - protection against misuse by locking device - 102 mm wide, 270 mm high and 98 mm deep - for wall mounting - made of high-quality stainless steel, powder coated in HEWI colours DX (matt white), DC (matt black) and SC (matt dark grey pearl mica) - including corrosion-free HEWI fixing material - Suitable for liquid soap with a viscosity of 1,500 to 4,000 mPa-s Article no.: HEWI 900.06.00460 | https://catalog.hewi.com/en/p/9000600460 | https://catalog.hewi.com/storage/downloads/HEWI_900_06_00460_en.pdf
900.06.004XA | HEWI Soap dispenser | Soap dispenser from the System 900 range - angular base body - serves to hold standard liquid soap - with inner container for free filling, filling capacity 600 ml - inner container can be removed for cleaning - level indicator at the side - protection against misuse by locking device - 102 mm wide, 270 mm high and 98 mm deep - for wall mounting - made of high-quality stainless steel, matt satin finish surface - including corrosion-free HEWI fixing material - Suitable for liquid soap with a viscosity of 1,500 to 4,000 mPa-s Article no.: HEWI 900.06.004XA | https://catalog.hewi.com/en/p/90006004XA | https://catalog.hewi.com/storage/downloads/HEWI_900_06_004XA_en.pdf
900.06.00560 | HEWI SENSORIC Electronic soap dispenser | Electronic liquid soap dispenser from the System 900 range - angular base body - serves to hold standard liquid soap - with inner container for free filling, filling capacity 500 ml - inner container can be removed for cleaning - level indicator at the side - contact-free soap dispensing - enclosed sticker to identify the dispenser (if required to distinguish between soap, foam soap and disinfectant dispensers) - illumination of the output area when the sensor is activated (blue light) - with battery change indicator - protection against misuse by locking device - maintenance-free - 102 mm wide, 270 mm high and 98 mm deep - for wall mounting - made of high-quality stainless steel, powder coated in HEWI colours DX (matt white), DC (matt black) and SC (matt dark grey pearl mica) - including corrosion-free HEWI fixing material - batteries (AA 1.5 V / 4 pcs.) not included in the scope of supply - CE marking in accordance with EMC Directive 2014/30/EU - Suitable for liquid soap with a viscosity of 1 to 3,000 mPa-s Article no.: HEWI 900.06.00560 | https://catalog.hewi.com/en/p/9000600560 | https://catalog.hewi.com/storage/downloads/HEWI_900_06_00560_en.pdf
900.06.005XA | HEWI SENSORIC Electronic soap dispenser | Electronic liquid soap dispenser from the System 900 range - angular base body - serves to hold standard liquid soap - with inner container for free filling, filling capacity 500 ml - inner container can be removed for cleaning - level indicator at the side - contact-free soap dispensing - enclosed sticker to identify the dispenser (if required to distinguish between soap, foam soap and disinfectant dispensers) - illumination of the output area when the sensor is activated (blue light) - with battery change indicator - protection against misuse by locking device - maintenance-free - 102 mm wide, 270 mm high and 98 mm deep - for wall mounting - made of high-quality stainless steel, matt satin finish surface - including corrosion-free HEWI fixing material - batteries (AA 1.5 V / 4 pcs.) not included in the scope of supply - CE and UKCA marking in accordance with EMC Directive 2014/30/EU - Suitable for liquid soap with a viscosity of 1 to 3,000 mPa-s Article no.: HEWI 900.06.005XA | https://catalog.hewi.com/en/p/90006005XA | https://catalog.hewi.com/storage/downloads/HEWI_900_06_005XA_en.pdf
900.06.00760 | HEWI SENSORIC Electronic foamed soap dispenser | Electronic foamed soap dispenser from the System 900 range - angular base body - serves to hold standard foamed soap - with inner container for free filling, filling capacity 500 ml - inner container can be removed for cleaning - level indicator at the side - contact-free foamed soap dispensing - enclosed sticker to identify the dispenser (if required to distinguish between soap, foam soap and disinfectant dispensers) - illumination of the output area when the sensor is activated (blue light) - with battery change indicator - protection against misuse by locking device - maintenance-free - 102 mm wide, 270 mm high and 98 mm deep - for wall mounting - made of high-quality stainless steel, powder coated in HEWI colours DX (matt white), DC (matt black) and SC (matt dark grey pearl mica) - including corrosion-free HEWI fixing material - batteries (AA 1.5 V / 4 pcs.) not included in the scope of supply - CE marking in accordance with EMC Directive 2014/30/EU - Suitable for foam soap with a viscosity of 1 to 5 mPa-s Article no.: HEWI 900.06.00760 | https://catalog.hewi.com/en/p/9000600760 | https://catalog.hewi.com/storage/downloads/HEWI_900_06_00760_en.pdf
900.06.007XA | HEWI SENSORIC Electronic foamed soap dispenser | Electronic foamed soap dispenser from the System 900 range - angular base body - serves to hold standard foamed soap - with inner container for free filling, filling capacity 500 ml - inner container can be removed for cleaning - level indicator at the side - contact-free foamed soap dispensing - enclosed sticker to identify the dispenser (if required to distinguish between soap, foam soap and disinfectant dispensers) - illumination of the output area when the sensor is activated (blue light) - with battery change indicator - protection against misuse by locking device - maintenance-free - 102 mm wide, 270 mm high and 98 mm deep - for wall mounting - made of high-quality stainless steel, matt satin finish surface - including corrosion-free HEWI fixing material - batteries (AA 1.5 V / 4 pcs.) not included in the scope of supply - CE and UKCA marking in accordance with EMC Directive 2014/30/EU - Suitable for foam soap with a viscosity of 1 to 5 mPa-s Article no.: HEWI 900.06.007XA | https://catalog.hewi.com/en/p/90006007XA | https://catalog.hewi.com/storage/downloads/HEWI_900_06_007XA_en.pdf
900.06.00860 | HEWI SENSORIC Disinfectant dispenser | Electronic disinfectant dispenser from the System 900 range - angular base body - serves to hold standard disinfectant - with inner container for free filling, filling quantity 500 ml - inner container can be removed for cleaning - level indicator at the side - contact-free disinfectant dispensing - disinfectant is dispensed as a spray - enclosed sticker to identify the dispenser (if required to distinguish between soap, foam soap and disinfectant dispensers) - illumination of the disinfection area when the sensor is activated (blue light) - with battery change indicator - protection against misuse by locking device - maintenance-free - 102 mm wide, 270 mm high and 98 mm deep - for wall mounting - made of high-quality stainless steel, powder coated in HEWI colours DX (matt white), DC (matt black) and SC (matt dark grey pearl mica) - including corrosion-free HEWI fixing material - batteries (AA 1.5 V / 4 pcs.) not included in the scope of supply - CE marking in accordance with EMC Directive 2014/30/EU Article no.: HEWI 900.06.00860 | https://catalog.hewi.com/en/p/9000600860 | https://catalog.hewi.com/storage/downloads/HEWI_900_06_00860_en.pdf
900.06.008XA | HEWI SENSORIC Disinfectant dispenser | Electronic disinfectant dispenser from the System 900 range - angular base body - serves to hold standard disinfectant - with inner container for free filling, filling capacity 500 ml - inner container can be removed for cleaning - level indicator at the side - non-contact disinfectant dispensing - disinfectant is dispensed as a spray - enclosed sticker to identify the dispenser (if required to distinguish between soap, foam soap and disinfectant dispensers) - illumination of the disinfection area when the sensor is activated (blue light) - with battery change indicator - protection against misuse by locking device - maintenance-free - 102 mm wide, 270 mm high and 98 mm deep - for wall mounting - made of high-quality stainless steel, matt satin finish surface - including corrosion-free HEWI fixing material - batteries (AA 1.5 V / 4 pcs.) not included in the scope of supply - CE and UKCA marking in accordance with EMC Directive 2014/30/EU Article no.: HEWI 900.06.008XA | https://catalog.hewi.com/en/p/90006008XA | https://catalog.hewi.com/storage/downloads/HEWI_900_06_008XA_en.pdf
900.06.00960 | HEWI Paper towel dispenser | Paper towel dispenser from the System 900 range - angular base body - serves to hold standard paper towels with different folds in the width 235 - 250 mm and folded length / depth of 80 - 110 mm (HEWI recommends paper towels with Z-fold) - filling quantity approx. 300 - 450 paper towels - level indicator at the side - protection against misuse by locking device - 260 mm wide, 350 mm high and 140 mm deep - for wall mounting - made of high-quality stainless steel, powder coated in HEWI colours DX (matt white), DC (matt black) and SC (matt dark grey pearl mica) - including corrosion-free HEWI fixing material Article no.: HEWI 900.06.00960 | https://catalog.hewi.com/en/p/9000600960 | https://catalog.hewi.com/storage/downloads/HEWI_900_06_00960_en.pdf
900.06.009XA | HEWI Paper towel dispenser | Paper towel dispenser from the System 900 range - angular basic body - serves to hold standard paper towels of various folds in the 235 - 250 mm and folded length / depth of 80 - 110 mm (HEWI recommends paper towels with Z-fold) - filling capacity approx. 300 - 450 paper towels - level indicator at the side - protection against misuse by locking device - 260 mm wide, 350 mm high and 140 mm deep - for wall mounting - made of high-quality stainless steel, matt satin finish surface - including corrosion-free HEWI fixing material Article no.: HEWI 900.06.009XA | https://catalog.hewi.com/en/p/90006009XA | https://catalog.hewi.com/storage/downloads/HEWI_900_06_009XA_en.pdf
900.06.01060 | HEWI Electronic paper roll dispenser | Electronic paper roll dispenser from the System 900 range - angular base body - serves to hold standard paper rolls with external unwinding, max. roll width 210 mm, max. roll diameter 200 mm, sleeve diameter 38 mm - level indicator at the side - easy paper roll replacement - with battery change indicator - automatic paper output at the washbasin after the paper has been torn off - integrated tear-off edge - protection against misuse through locking device - maintenance-free - 284 mm wide, 405 mm high and 210 mm deep - for wall mounting - made of high-quality stainless steel, powder coated in HEWI colours DX (matt white), DC (matt black) and SC (matt dark grey pearl mica) - including corrosion-free HEWI fixing material - batteries (D - Mono - LR20 - 1.5 V / 4 pcs.) not included in the scope of supply - can be converted to mains connection 950.06.E01 - CE marking in accordance with EU Directive 2015/863/EC Article no.: HEWI 900.06.01060 | https://catalog.hewi.com/en/p/9000601060 | https://catalog.hewi.com/storage/downloads/HEWI_900_06_01060_en.pdf
900.06.010XA | HEWI Electronic paper roll dispenser | Electronic paper roll dispenser from the System 900 range - angular base body - serves to hold standard paper rolls with external unwinding, max. roll width 210 mm, max. roll diameter 200 mm, sleeve diameter 38 mm - level indicator at the side - easy paper roll replacement - with battery change indicator - automatic paper output at the washbasin after the paper has been torn off - integrated tear-off edge - protection against misuse by locking device - maintenance-free - 284 mm wide, 405 mm high and 210 mm deep - for wall mounting - made of high-quality stainless steel, matt satin finish surface - including corrosion-free HEWI fixing material - batteries (D - Mono - LR20 - 1.5 V / 4 pcs.) not included in the scope of supply - can be converted to mains connection 950.06.E01 - CE and UKCA marking in accordance with EU Directive 2015/863/EC Article no.: HEWI 900.06.010XA | https://catalog.hewi.com/en/p/90006010XA | https://catalog.hewi.com/storage/downloads/HEWI_900_06_010XA_en.pdf
900.06.01160 | HEWI Hygiene bag dispenser | Hygiene bag dispenser, System 900 - for holding and dispensing commercially available hygiene bags made of plastic (max. pack size L 130 x W 90 x H 20 mm) - for wall mounting - 136 mm wide, 98 mm high and 27,5 mm deep - made of high-quality stainless steel powder-coated in HEWI colours DX (matt white), SC (matt dark grey pearl mica) and DC (matt black) - including corrosion-free HEWI fixing material Article no.: HEWI 900.06.01160 | https://catalog.hewi.com/en/p/9000601160 | https://catalog.hewi.com/storage/downloads/HEWI_900_06_01160_en.pdf
900.06.011XA | HEWI Hygiene bag dispenser | Hygiene bag dispenser, System 900 - for holding and dispensing commercially available hygiene bags made of plastic (max. pack size L 130 x W 90 x H 20 mm) - for wall mounting - 136 mm wide, 98 mm high and 27,5 mm deep - made of high-quality stainless steel satin finished - including corrosion-free HEWI fixing material Article no.: HEWI 900.06.011XA | https://catalog.hewi.com/en/p/90006011XA | https://catalog.hewi.com/storage/downloads/HEWI_900_06_011XA_en.pdf
900.06.01260 | HEWI Disinfectant dispenser column | Disinfectant dispenser column - comprising disinfectant dispenser and column - column with angular base body - made of aluminium with steel base, powder-coated in HEWI colours DX (matt white), DC (matt black) and SC (matt dark grey pearl mica) - contains the disinfectant dispenser 900.06.00260 - base body of the dispenser made of high-quality stainless steel, powder-coated in HEWI colours DX (matt white), DC (matt black) and SC (matt dark grey pearl mica) - front trim made of high-quality stainless steel, powder-coated, with viewing window - for dispensing controlled quantities of chlorine-free, alcohol-based hand disinfectants or liquid soaps - for 1.000 ml Euro standard bottles - simple replacement of the disposable bottom from the front - dispenser with long operating lever, lockable - dispensing quantity can be set in several steps: 0.7 ml, 1.0 ml, 1.2 ml, 1.5 ml (depending on the viscosity of the contents) - dispensing pump made of stainless steel - compatible with hygiene packaging requirements (collapsible bottle with disposable pump) - dispenser and pump dishwater-safe and autoclavable up to 134 °C, 3 bar - incl. 1.000 ml empty container for free refilling - set: 1453 mm high, 454 mm deep, 400 mm wide, weight: approx. 15 kg - including corrosion-free HEWI fixing material Article no.: HEWI 900.06.01260 | https://catalog.hewi.com/en/p/9000601260 | https://catalog.hewi.com/storage/downloads/HEWI_900_06_01260_en.pdf
900.06.012XA | HEWI Disinfectant dispenser column | Disinfectant dispenser column - comprising disinfectant dispenser and column - column with angular base body - made of high-quality stainless steel satin finished - contains the disinfectant dispenser 900.06.002XA - base body of the dispenser made of high-quality stainless steel satin finished - front trim made of high-quality stainless steel, white powder-coated, with viewing window - for dispensing controlled quantities of chlorine-free, alcohol-based hand disinfectants or liquid soaps - for 1.000 ml Euro standard bottles - simple replacement of the disposable bottom from the front - dispenser with long operating lever, lockable - dispensing quantity can be set in several steps: 0.7 ml, 1.0 ml, 1.2 ml, 1.5 ml (depending on the viscosity of the contents) - dispensing pump made of stainless steel - compatible with hygiene packaging requirements (collapsible bottle with disposable pump) - dispenser and pump dishwater-safe and autoclavable up to 134 °C, 3 bar - incl. 1.000 ml empty container for free refilling - set: 1453 mm high, 454 mm deep, 400 mm wide, weight: approx. 21 kg - including corrosion-free HEWI fixing material Article no.: HEWI 900.06.012XA | https://catalog.hewi.com/en/p/90006012XA | https://catalog.hewi.com/storage/downloads/HEWI_900_06_012XA_en.pdf
900.06.01360 | HEWI SENSORIC Disinfectant dispenser column | Disinfectant dispenser column - comprising disinfectant dispenser, drip tray and column - column with angular base body - made of aluminium with steel base, powder-coated in HEWI colours DX (matt white), DC (matt black) and SC (matt dark grey pearl mica) - contains the disinfectant dispenser 900.06.00860 - base body of the dispenser made of high-quality stainless steel, powder-coated in HEWI colours DX (matt white), DC (matt black) and SC (matt dark grey pearl mica) - dispenser serves to hold commercially available disinfectant - with inner container for free filling, filling quantity 500 ml - inner container can be removed for cleaning - lateral filling level indicator - non-contact disinfectant dispensing - disinfectant is dispensed as a spray - enclosed sticker to identify the dispenser (if required to distinguish between soap, foam soap and disinfectant dispensers) - illumination of the disinfection area when the sensor is activated (blue light) - with battery change indicator - protection against misuse by locking mechanism - maintenance-free - drip tray made of high-quality stainless steel, powder coated in the respective dispenser colour - serves to collect dripping disinfectant - set: 1330 mm high, 400 mm deep, 400 mm wide, weight: approx. 15 kg - including corrosion-free HEWI fixing material - batteries (AA 1.5 V / 4 pieces) not included in the scope of delivery - CE and UKCA marking according to EMC Directive 2014/30/EU Article no.: HEWI 900.06.01360 | https://catalog.hewi.com/en/p/9000601360 | https://catalog.hewi.com/storage/downloads/HEWI_900_06_01360_en.pdf
900.06.013XA | HEWI SENSORIC Disinfectant dispenser column | Disinfectant dispenser column - comprising disinfectant dispenser, drip tray and column - column with angular base body - made of high-quality stainless steel satin finished - contains the disinfectant dispenser 900.06.008XA - base body of the dispenser made of high-quality stainless steel satin finished - dispenser serves to hold commercially available disinfectant - with inner container for free filling, filling quantity 500 ml - inner container can be removed for cleaning - lateral filling level indicator - non-contact disinfectant dispensing - disinfectant is dispensed as a spray - enclosed sticker to identify the dispenser (if required to distinguish between soap, foam soap and disinfectant dispensers) - illumination of the disinfection area when the sensor is activated (blue light) - with battery change indicator - protection against misuse by locking mechanism - maintenance-free - drip tray made of high-quality stainless steel, powder-coated in the HEWI colour AY (matt light grey pearl mica) - serves to collect dripping disinfectant - set: 1330 mm high, 400 mm deep, 400 mm wide, weight: approx. 21 kg - including corrosion-free HEWI fixing material - batteries (AA 1.5 V / 4 pieces) not included in the scope of delivery - CE and UKCA marking according to EMC Directive 2014/30/EU Article no.: HEWI 900.06.013XA | https://catalog.hewi.com/en/p/90006013XA | https://catalog.hewi.com/storage/downloads/HEWI_900_06_013XA_en.pdf
900.06.01460 | HEWI SENSORIC Disinfectant dispenser column | Disinfectant dispenser column with integrated sensor dispenser - made of stainless steel, powder-coated in HEWI colours DX (matt white), DC (matt black) and SC (matt dark grey pearl mica) - non-contact disinfectant dispensing - disinfectant is dispensed as a spray - illumination of the disinfection area when the sensor is activated (blue light) - dispenser is used to hold standard disinfectant - with inner container for free filling, filling quantity 500 ml - level indicator at the side - removable plastic drip tray in HEWI colour 90 (deep black) - lockable lid which can be opened for refilling - locking position for removing the pump or changing the battery - 1390 mm high, 320 mm deep, 320 mm wide - batteries (AA 1.5 V / 4 pcs.) not included in the scope of delivery - CE and UKCA marking according to EMC Directive 2014/30/EU Article no.: HEWI 900.06.01460 | https://catalog.hewi.com/en/p/9000601460 | https://catalog.hewi.com/storage/downloads/HEWI_900_06_01460_en.pdf
900.06.014XA | HEWI SENSORIC Disinfectant dispenser column | Disinfectant dispenser column with integrated sensor dispenser - made of high-quality stainless steel satin finished - non-contact disinfectant dispensing - disinfectant is dispensed as a spray - illumination of the disinfection area when the sensor is activated (blue light) - dispenser is used to hold standard disinfectant - with inner container for free filling, filling quantity 500 ml - level indicator at the side - removable plastic drip tray in HEWI colour 90 (deep black) - base plate powder-coated in HEWI colour DC (deep matt black) - lockable lid which can be opened for refilling - locking position for removing the pump or changing the battery - 1390 mm high, 320 mm deep, 320 mm wide - batteries (AA 1.5 V / 4 pcs.) not included in the scope of delivery - CE and UKCA marking according to EMC Directive 2014/30/EU Article no.: HEWI 900.06.014XA | https://catalog.hewi.com/en/p/90006014XA | https://catalog.hewi.com/storage/downloads/HEWI_900_06_014XA_en.pdf
900.06.01560 | HEWI SENSORIC Disinfectant dispenser, upright model | Electronic disinfection dispenser upright model - Suitable for counters, countertops and tables, amongst others - Made of stainless steel powder-coated in HEWI colours DX (matt white), DC (matt black) and SC (matt dark grey pearl mica) - incl. base plate in dispenser colour - Screw connection to the counter/table possible (anti-theft protection) - Contact-free disinfectant dispenser - Disinfectant is dispensed as a spray - Illumination of the disinfection area when the sensor is activated (blue light) - Dispenser serves to hold commercially available disinfectant - With inner container for free filling, capacity 500 ml - Side level indicator - Removable synthetic drip tray and inlay in HEWI colour 90 (jet black) - Engagement position for removing the pump or changing the battery - 390 mm high, 140 mm deep, 140 mm wide, weight: approx. 4 kg - Batteries (AA 1.5 V / 4 pcs.) not included in the scope of supply - CE and UKCA marking in accordance with EMC Directive 2014/30/EU Article no.: HEWI 900.06.01560 | https://catalog.hewi.com/en/p/9000601560 | https://catalog.hewi.com/storage/downloads/HEWI_900_06_01560_en.pdf
900.06.01660 | HEWI SENSORIC Disinfectant dispenser, wall model | Electronic disinfection dispenser wall model - Made of stainless steel powder-coated in HEWI colours DX (matt white), DC (matt black) and SC (matt dark grey pearl mica) - Contact-free disinfectant dispenser - Disinfectant is dispensed as a spray - Illumination of the disinfection area when the sensor is activated (blue light) - Dispenser serves to hold commercially available disinfectant - With inner container for free filling, capacity 500 ml - Side level indicator - Removable synthetic drip tray and inlay in HEWI colour 90 (jet black) - Engagement position for removing the pump or changing the battery - 387 mm high, 122 mm deep, 102 mm wide, weight: approx. 4 kg - For wall mounting - Including non-corrosive HEWI fixing material - Batteries (AA 1.5 V / 4 pcs.) not included in the scope of supply - CE and UKCA marking in accordance with EMC Directive 2014/30/EU Article no.: HEWI 900.06.01660 | https://catalog.hewi.com/en/p/9000601660 | https://catalog.hewi.com/storage/downloads/HEWI_900_06_01660_en.pdf
900.06.E0160 | HEWI Drip tray | Drip tray for collecting disinfectant - suitable for HEWI SENSORIC disinfectant dispenser column (900.06.01360 and 900.06.013XA), HEWI SENSORIC disinfectant dispensers (900.06.00860 and 900.06.008XA), HEWI SENSORIC soap dispensers (900.06.00560 and 900.06.005XA) and HEWI SENSORIC foam soap dispensers (900.06.00760 and 900.06.007XA) - fixed in place using the dispenser fixing points - made of high-quality stainless steel, powder-coated in the HEWI colours DX (matt white), DC (matt black), AY (matt light grey pearl mica) and SC (matt dark grey pearl mica) - 96 x 373 x 102 mm Article no.: HEWI 900.06.E0160 | https://catalog.hewi.com/en/p/90006E0160 | https://catalog.hewi.com/storage/downloads/HEWI_900_06_E0160_en.pdf
900.06.E0560 | HEWI Drip tray | Drip tray for collecting disinfectant and soap - suitable for HEWI disinfectant or soap dispenser (900.06.00360, 900.06.00361 and 900.06.003XA) - to hang in the dispenser - made of metal, powder-coated in HEWI colours DX (white deep matt), DC (matt black), AY (Deep matt light grey pearl mica) and SC (Deep matt dark grey pearl mica) - width 81 mm, height 29 mm and depth 107 mm Article no.: HEWI 900.06.E0560 | https://catalog.hewi.com/en/p/90006E0560 | https://catalog.hewi.com/storage/downloads/HEWI_900_06_E0560_en.pdf
900.06.E0660 | HEWI Drip tray | Drip tray for collecting disinfectant and soap - suitable for HEWI disinfectant or soap dispenser (900.06.00260, 900.06.00261 and 900.06.002XA), HEWI disinfectant or soap dispenser column (900.06.01260 and 900.06.012XA) - to hang in the dispenser - made of metal, powder-coated in HEWI colours DX (white deep matt), DC (matt black), AY (Deep matt light grey pearl mica) and SC (Deep matt dark grey pearl mica) - width 93 mm, 51 mm high, 107 mm deep Article no.: HEWI 900.06.E0660 | https://catalog.hewi.com/en/p/90006E0660 | https://catalog.hewi.com/storage/downloads/HEWI_900_06_E0660_en.pdf
900.09.00140 | HEWI Towel rail | Towel rail System 900 - towel rail with a cylindrical holding arm, fixed - for hanging up towels and other items of clothing - made of stainless steel, chrome-plated - 445 mm long 51 mm high, diameter holding arm 15 mm - for wall mounting, concealed fixing - incl. corrosion-free HEWI fixing material Article no.: HEWI 900.09.00140 | https://catalog.hewi.com/en/p/9000900140 | https://catalog.hewi.com/storage/downloads/HEWI_900_09_00140_en.pdf
900.09.00160 | HEWI Towel rail | Towel rail System 900 - towel rail with a cylindrical holding arm, fixed - for hanging up towels and other items of clothing - made of high-quality stainless steel, powder-coated in HEWI colours DX (white deep matt), DC (black deep matt) and SC (dark grey pearl mica deep matt) - 445 mm long 51 mm high, diameter holding arm 15 mm - for wall mounting, concealed fixing - incl. corrosion-free HEWI fixing material Article no.: HEWI 900.09.00160 | https://catalog.hewi.com/en/p/9000900160 | https://catalog.hewi.com/storage/downloads/HEWI_900_09_00160_en.pdf
900.09.001XA | HEWI Towel rail | Towel rail System 900 - towel rail with a cylindrical holding arm, fixed - for hanging up towels and other items of clothing - made of stainless steel, satin finished - 445 mm long 51 mm high, diameter holding arm 15 mm - for wall mounting, concealed fixing - incl. corrosion-free HEWI fixing material Article no.: HEWI 900.09.001XA | https://catalog.hewi.com/en/p/90009001XA | https://catalog.hewi.com/storage/downloads/HEWI_900_09_001XA_en.pdf
900.09.00240 | HEWI Towel ring | Towel ring System 900 - closed towel ring, rectangular - serves to hang up towels and other items of clothing - the ring can be swivelled - made of high-quality stainless steel, chrome-plated - 230 mm wide, 130 mm high, ø 15 mm - for wall mounting, concealed fixing - including corrosion-free HEWI fixing material Article no.: HEWI 900.09.00240 | https://catalog.hewi.com/en/p/9000900240 | https://catalog.hewi.com/storage/downloads/HEWI_900_09_00240_en.pdf
900.09.00260 | HEWI Towel ring | Towel ring System 900 - closed towel ring, rectangular - for hanging up towels and other items of clothing - the ring can be swivelled - made of high-quality stainless steel, powder-coated in HEWI colours DX (white deep matt), DC (black deep matt) and SC (dark grey pearl mica deep matt) - 230 mm wide, 130 mm high, ø 15 mm - for wall mounting, concealed fixing - including corrosion-free HEWI fixing material Article no.: HEWI 900.09.00260 | https://catalog.hewi.com/en/p/9000900260 | https://catalog.hewi.com/storage/downloads/HEWI_900_09_00260_en.pdf
900.09.002XA | HEWI Towel ring | Towel ring System 900 - closed towel ring, rectangular - serves to hang up towels and other items of clothing - the ring can be swivelled - made of high-quality stainless steel, satin finished - 230 mm wide, 130 mm high, ø 15 mm - for wall mounting, concealed fixing - including corrosion-free HEWI fixing material Article no.: HEWI 900.09.002XA | https://catalog.hewi.com/en/p/90009002XA | https://catalog.hewi.com/storage/downloads/HEWI_900_09_002XA_en.pdf
900.20.00040 | HEWI Toilet brush unit | System 900 Toilet brush unit - toilet brush unit consisting of bracket, toilet brush holder and brush - brush head can be replaced due to bayonet fixing - inner container can be removed for cleaning - made of metal, high-quality chrome-plated - 89 mm wide, 440 mm high, 106 mm deep - for wall mounting, concealed fixing - including non-corrosive HEWI fixing material Article no.: HEWI 900.20.00040 | https://catalog.hewi.com/en/p/9002000040 | https://catalog.hewi.com/storage/downloads/HEWI_900_20_00040_en.pdf
900.20.00060 | HEWI Toilet brush unit | System 900 Toilet brush unit - toilet brush unit consisting of bracket, toilet brush holder and brush - brush head can be replaced due to bayonet fixing - inner container can be removed for cleaning - made of metal, powder-coated in HEWI colours DX (matt white), DC (matt black) and SC (matt dark grey pearl mica) - 89 mm wide, 440 mm high, 106 mm deep - for wall mounting, concealed fixing - including non-corrosive HEWI fixing material Article no.: HEWI 900.20.00060 | https://catalog.hewi.com/en/p/9002000060 | https://catalog.hewi.com/storage/downloads/HEWI_900_20_00060_en.pdf
900.20.000XA | HEWI Toilet brush unit | System 900 Toilet brush unit - toilet brush unit consisting of bracket, toilet brush holder and brush - brush head can be replaced due to bayonet fixing - inner container can be removed for cleaning - made of high-quality stainless steel, satin finish - 89 mm wide, 440 mm high, 108 mm deep - for wall mounting, concealed fixing - including non-corrosive HEWI fixing material Article no.: HEWI 900.20.000XA | https://catalog.hewi.com/en/p/90020000XA | https://catalog.hewi.com/storage/downloads/HEWI_900_20_000XA_en.pdf
900.20.00140 | HEWI Toilet brush unit with lid | Toilet brush unit with cover system 900 - toilet brush unit consisting of holder, toilet brush pot and toilet brush - replacement of brush head by bayonet lock - removable inner bowl for cleaning - made of metal, chrome-plated - diameter 89 mm, 438 mm high, 106 mm deep - for wall mounting, concealed fixing - including corrosion-free HEWI fixing material Article no.: HEWI 900.20.00140 | https://catalog.hewi.com/en/p/9002000140 | https://catalog.hewi.com/storage/downloads/HEWI_900_20_00140_en.pdf
900.20.00160 | HEWI Toilet brush unit with lid | WC brush set with lid system 900 - WC brush set consisting of holder, WC brush pot and WC brush - replacement of the brush head by bayonet lock - removable inner container for cleaning - made of metal, powder-coated in HEWI colours DX (white deep matt), DC (black deep matt) and SC (dark grey pearl mica deep matt) - diameter 89 mm, 438 mm high, 106 mm deep - for wall mounting, concealed fixing - including corrosion-free HEWI fixing material Article no.: HEWI 900.20.00160 | https://catalog.hewi.com/en/p/9002000160 | https://catalog.hewi.com/storage/downloads/HEWI_900_20_00160_en.pdf
900.20.001XA | HEWI Toilet brush unit with lid | Toilet brush unit with lid system 900 - toilet brush unit consisting of holder, toilet brush pot and toilet brush - replacement of brush head by bayonet lock - removable inner bowl for cleaning - made of high-quality stainless steel, satin finished - diameter 89 mm, 438 mm high, 109 mm deep - for wall mounting, concealed fixing - including corrosion-free HEWI fixing material Article no.: HEWI 900.20.001XA | https://catalog.hewi.com/en/p/90020001XA | https://catalog.hewi.com/storage/downloads/HEWI_900_20_001XA_en.pdf
900.20.01060 | HEWI Toilet brush | WC brush - WC brush with powder-coated handle and replaceable brush head - suitable for WC brush set 900.20.00060 - brush handle made of stainless steel, powder-coated in HEWI colours DX (matt white), SC (matt dark grey pearl mica) and DC (matt black) - brush head made of black polyamide with bristles in anthracite grey - diameter 76 mm - replacement of the brush head by bayonet fixing Article no.: HEWI 900.20.01060 | https://catalog.hewi.com/en/p/9002001060 | https://catalog.hewi.com/storage/downloads/HEWI_900_20_01060_en.pdf
900.20.02040 | HEWI Toilet brush with lid | WC brush with cover - WC brush with chrome-plated handle and cover and replaceable brush head - Suitable for toilet brush set 900.20.00140 - Brush handle and cover made of stainless steel, chrome-plated - Brush head made of black polyamide with bristles in anthracite grey - Diameter 76 mm - Replacement of brush head by bayonet lock Article no.: HEWI 900.20.02040 | https://catalog.hewi.com/en/p/9002002040 | https://catalog.hewi.com/storage/downloads/HEWI_900_20_02040_en.pdf
900.20.02060 | HEWI Toilet brush with lid | WC brush with cover - WC brush with powder-coated handle and cover, and replaceable brush head - Suitable for WC brush set 900.20.00160 - Brush handle and cover made of stainless steel, powder-coated in HEWI colours DX (matt white), DC (matt black) and SC (deep matt dark grey pearl mica) - Brush head made of black polyamide with bristles in anthracite grey - Diameter 76 mm - Replacement of the brush head by bayonet fixing Article no.: HEWI 900.20.02060 | https://catalog.hewi.com/en/p/9002002060 | https://catalog.hewi.com/storage/downloads/HEWI_900_20_02060_en.pdf
900.20.020XA | HEWI Toilet brush with lid | WC brush with cover - WC brush with cover made of stainless steel and replaceable brush head - Suitable for toilet brush set 900.20.001XA - Brush handle and cover made of stainless steel, matt ground - Brush head made of black polyamide with bristles in anthracite grey - Diameter 76 mm - Replacement of the brush head by bayonet lock Article no.: HEWI 900.20.020XA | https://catalog.hewi.com/en/p/90020020XA | https://catalog.hewi.com/storage/downloads/HEWI_900_20_020XA_en.pdf
900.21.00040 | HEWI Toilet roll holder | System 900 Toilet roll holder - U-shaped holder, open on the right-hand side - hinged - made of high-quality stainless steel, chrome - 135 mm wide, 88 mm high, diameter 15 mm - for wall mounting, concealed fixing - including non-corrosive HEWI fixing material Article no.: HEWI 900.21.00040 | https://catalog.hewi.com/en/p/9002100040 | https://catalog.hewi.com/storage/downloads/HEWI_900_21_00040_en.pdf
900.21.00060 | HEWI Toilet roll holder | System 900 Toilet roll holder - U-shaped holder, open on the right-hand side - hinged - made of high-quality stainless steel, powder-coated in HEWI colours DX (matt white), DC (matt black) and SC (matt dark grey pearl mica) - 135 mm wide, 88 mm high, diameter 15 mm - for wall mounting, concealed fixing - including non-corrosive HEWI fixing material Article no.: HEWI 900.21.00060 | https://catalog.hewi.com/en/p/9002100060 | https://catalog.hewi.com/storage/downloads/HEWI_900_21_00060_en.pdf
900.21.000XA | HEWI Toilet roll holder | System 900 Toilet roll holder - U-shaped holder, open on the right-hand side - hinged - made of high-quality stainless steel, satin finish - 135 mm wide, 88 mm high, ø 15 mm - for wall mounting, concealed fixing - including non-corrosive HEWI fixing material Article no.: HEWI 900.21.000XA | https://catalog.hewi.com/en/p/90021000XA | https://catalog.hewi.com/storage/downloads/HEWI_900_21_000XA_en.pdf
900.21.00160 | HEWI Large toilet roll holder | Large toilet roll holder from the System 900 range - angular base body - for holding a standard large toilet roll in diameters from 250 - 320 mm - level indicator at the front - protection against misuse by locking device - for wall mounting - 330 mm wide, 350 mm high and 145 mm deep - made of high-quality stainless steel, powder coated in HEWI colours DX (matt white), DC (matt black) and SC (matt dark grey pearl mica) - tear-off edge made of stainless steel, powder coated - extension possible with carousel 900.21.E01 - including corrosion-free HEWI fixing material Article no.: HEWI 900.21.00160 | https://catalog.hewi.com/en/p/9002100160 | https://catalog.hewi.com/storage/downloads/HEWI_900_21_00160_en.pdf
900.21.001XA | HEWI Large toilet roll holder | Large toilet roll holder from the System 900 range - angular base body - for holding a standard large toilet roll in diameters from 250 - 320 mm - level indicator at the front - protection against misuse by locking device - for wall mounting - 330 mm wide, 350 mm high and 145 mm deep - made of high-quality stainless steel, matt satin finish surface - tear-off edge made of stainless steel - extension possible with carousel 900.21.E01 - including corrosion-free HEWI fixing material Article no.: HEWI 900.21.001XA | https://catalog.hewi.com/en/p/90021001XA | https://catalog.hewi.com/storage/downloads/HEWI_900_21_001XA_en.pdf
900.21.00440 | HEWI Toilet roll holder with shelf | Toilet roll holder with shelf System 900 - U-shaped holder with shelf, opens to the right - hinged - made of high-quality stainless steel, chrome-plated - 135 mm wide, 96 mm high, ø 15 mm - shelf 135 mm wide, 92 mm deep - for wall mounting, concealed fixing - including corrosion-free HEWI fixing material Article no.: HEWI 900.21.00440 | https://catalog.hewi.com/en/p/9002100440 | https://catalog.hewi.com/storage/downloads/HEWI_900_21_00440_en.pdf
900.21.00460 | HEWI Toilet roll holder with shelf | Toilet roll holder with shelf System 900 - U-shaped holder with shelf, opened to the right - hinged - made of high-quality stainless steel, powder-coated in HEWI colours DX (white deep matt), DC (black deep matt) and SC (dark grey pearl mica deep matt) - 135 mm wide, 96 mm high, ø 15 mm - shelf 135 mm wide, 92 mm deep - for wall mounting, concealed fixing - including corrosion-free HEWI fixing material Article no.: HEWI 900.21.00460 | https://catalog.hewi.com/en/p/9002100460 | https://catalog.hewi.com/storage/downloads/HEWI_900_21_00460_en.pdf
900.21.004XA | HEWI Toilet roll holder with shelf | Toilet roll holder with shelf System 900 - U-shaped holder with shelf, opens to the right - hinged - made of high-quality stainless steel, satin finish - 135 mm wide, 96 mm high, ø 15 mm - shelf 135 mm wide, 92 mm deep - for wall mounting, concealed fixing - including corrosion-free HEWI fixing material Article no.: HEWI 900.21.004XA | https://catalog.hewi.com/en/p/90021004XA | https://catalog.hewi.com/storage/downloads/HEWI_900_21_004XA_en.pdf
900.21.00540 | HEWI Toilet roll holder with cover | Toilet roll holder with cover System 900 - U-shaped holder with cover, opened to the right - hinged - made of high-quality stainless steel, chrome-plated - 135 mm wide, 110 mm high, ø15 mm - for wall mounting, concealed fixing - including corrosion-free HEWI fixing material Article no.: HEWI 900.21.00540 | https://catalog.hewi.com/en/p/9002100540 | https://catalog.hewi.com/storage/downloads/HEWI_900_21_00540_en.pdf
900.21.00560 | HEWI Toilet roll holder with cover | Toilet roll holder with lid System 900 - U-shaped holder with lid, opened to the right - hinged - made of high-quality stainless steel, powder-coated in HEWI colours DX (white deep matt), DC (black deep matt) and SC (dark grey pearl mica deep matt) - 135 mm wide, 110 mm high, ø15 mm - for wall mounting, concealed fixing - including corrosion-free HEWI fixing material Article no.: HEWI 900.21.00560 | https://catalog.hewi.com/en/p/9002100560 | https://catalog.hewi.com/storage/downloads/HEWI_900_21_00560_en.pdf
900.21.005XA | HEWI Toilet roll holder with cover | Toilet roll holder with cover System 900 - U-shaped holder with cover, opened to the right - hinged - made of high-quality stainless steel, satin finished - 135 mm wide, 110 mm high, ø 15 mm - for wall mounting, concealed fixing - including corrosion-free HEWI fixing material Article no.: HEWI 900.21.005XA | https://catalog.hewi.com/en/p/90021005XA | https://catalog.hewi.com/storage/downloads/HEWI_900_21_005XA_en.pdf
900.21.00640 | HEWI Spare roll holder | Spare roll holder System 900 - cylindrical spare roll holder for holding two toilet rolls - made of high-quality stainless steel, chrome-plated - 260 mm long, 51 mm deep, diameter 15 mm - for wall mounting, concealed fixing - including corrosion-free HEWI fixing material Article no.: HEWI 900.21.00640 | https://catalog.hewi.com/en/p/9002100640 | https://catalog.hewi.com/storage/downloads/HEWI_900_21_00640_en.pdf
900.21.00660 | HEWI Spare roll holder | System 900 spare paper holder - cylindrical spare paper holder for holding two toilet paper rolls - made of high-quality stainless steel, powder-coated in HEWI colours DX (deep matt white), DC (deep matt black), SC (deep matt dark grey pearl mica) - 260 mm long, 51 mm deep, diameter 15 mm - for wall mounting, concealed fixing - including corrosion-free HEWI fixing material Article no.: HEWI 900.21.00660 | https://catalog.hewi.com/en/p/9002100660 | https://catalog.hewi.com/storage/downloads/HEWI_900_21_00660_en.pdf
900.21.006XA | HEWI Spare roll holder | Spare roll holder System 900 - cylindrical spare roll holder for holding two toilet rolls - made of high-quality stainless steel, satin finished - 260 mm long, 51 mm deep, diameter 15 mm - for wall mounting, concealed fastening - including corrosion-free HEWI fastening material Article no.: HEWI 900.21.006XA | https://catalog.hewi.com/en/p/90021006XA | https://catalog.hewi.com/storage/downloads/HEWI_900_21_006XA_en.pdf
900.21.E01 | HEWI Carousel | Carousel from the System 900 range - for conversion from large toilet roll holder to quadruple toilet roll holder - suitable for large toilet roll holders from the 477 and 805 series and System 900 - optionally available Article no.: HEWI 900.21.E01 | https://catalog.hewi.com/en/p/90021E01 | https://catalog.hewi.com/storage/downloads/HEWI_900_21_E01_en.pdf
900.22.10040 | HEWI L-shaped support rail | L-shaped support rail, System 900 - vertical and horizontal rails, joined at right-angles with mounting roses - can be mounted in left-hand or right-hand position - horizontal length 255 mm, vertical length 255 mm, 88 mm deep - rail diameter 32 mm, tube thickness 2 mm, rose diameter 70 mm - made of high-quality stainless steel, chrome - including non-corrosive and tested HEWI fixing material for wall mounting and sealing tape for sealing the drilling points Article no.: HEWI 900.22.10040 | https://catalog.hewi.com/en/p/9002210040 | https://catalog.hewi.com/storage/downloads/HEWI_900_22_10040_en.pdf
900.22.10060 | HEWI L-shaped support rail | L-shaped support rail, System 900 - vertical and horizontal rails, joined at right-angles with mounting roses - can be mounted in left-hand or right-hand position - horizontal length 255 mm, vertical length 255 mm, 88 mm deep - rail diameter 32 mm, tube thickness 2 mm, rose diameter 70 mm - made of high-quality stainless steel, powder-coated in HEWI colours DX (matt white), DC (matt black) and SC (matt dark grey pearl mica) - including non-corrosive and tested HEWI fixing material for wall mounting and sealing tape for sealing the drilling points Article no.: HEWI 900.22.10060 | https://catalog.hewi.com/en/p/9002210060 | https://catalog.hewi.com/storage/downloads/HEWI_900_22_10060_en.pdf
900.22.100XA | HEWI L-shaped support rail | L-shaped support rail, System 900 - vertical and horizontal rails, joined at right-angles with mounting roses - can be mounted in left-hand or right-hand position - horizontal length 255 mm, vertical length 255 mm, 88 mm deep - rail diameter 32 mm, tube thickness 2 mm, rose diameter 70 mm - made of high-quality stainless steel, satin - including non-corrosive and tested HEWI fixing material for wall mounting and sealing tape for sealing the drilling points Article no.: HEWI 900.22.100XA | https://catalog.hewi.com/en/p/90022100XA | https://catalog.hewi.com/storage/downloads/HEWI_900_22_100XA_en.pdf
900.22.10140 | HEWI L-shaped support rail | L-shaped support rail, System 900 - vertical and horizontal rails, joined at right-angles with mounting roses - right-hand version - horizontal length 300 mm, vertical length 600 mm, 88 mm deep - rail diameter 32 mm, tube thickness 2 mm, rose diameter 70 mm - made of high-quality stainless steel, chrome - including non-corrosive and tested HEWI fixing material for wall mounting and sealing tape for sealing the drilling points Article no.: HEWI 900.22.10140 | https://catalog.hewi.com/en/p/9002210140 | https://catalog.hewi.com/storage/downloads/HEWI_900_22_10140_en.pdf
900.22.10160 | HEWI L-shaped support rail | L-shaped support rail, System 900 - vertical and horizontal rails, joined at right-angles with mounting roses - right-hand version - horizontal length 300 mm, vertical length 600 mm, 88 mm deep - rail diameter 32 mm, tube thickness 2 mm, rose diameter 70 mm - made of high-quality stainless steel, powder-coated in HEWI colours DX (matt white), DC (matt black) and SC (matt dark grey pearl mica) - including non-corrosive and tested HEWI fixing material for wall mounting and sealing tape for sealing the drilling points Article no.: HEWI 900.22.10160 | https://catalog.hewi.com/en/p/9002210160 | https://catalog.hewi.com/storage/downloads/HEWI_900_22_10160_en.pdf
900.22.101XA | HEWI L-shaped support rail | L-shaped support rail, System 900 - vertical and horizontal rails, joined at right-angles with mounting roses - right-hand version - horizontal length 300 mm, vertical length 600 mm, 88 mm deep - rail diameter 32 mm, tube thickness 2 mm, rose diameter 70 mm - made of high-quality stainless steel, satin - including non-corrosive and tested HEWI fixing material for wall mounting and sealing tape for sealing the drilling points Article no.: HEWI 900.22.101XA | https://catalog.hewi.com/en/p/90022101XA | https://catalog.hewi.com/storage/downloads/HEWI_900_22_101XA_en.pdf
900.22.10240 | HEWI L-shaped support rail | L-shaped support rail, System 900 - vertical and horizontal rails, joined at right-angles with mounting roses - right-hand version - horizontal length 500 mm, vertical length 750 mm, 88 mm deep - rail diameter 32 mm, tube thickness 2 mm, rose diameter 70 mm - made of high-quality stainless steel, chrome - including non-corrosive and tested HEWI fixing material for wall mounting and sealing tape for sealing the drilling points - fulfils the ÖNORM B1600/1601 requirements Article no.: HEWI 900.22.10240 | https://catalog.hewi.com/en/p/9002210240 | https://catalog.hewi.com/storage/downloads/HEWI_900_22_10240_en.pdf
900.22.10260 | HEWI L-shaped support rail | L-shaped support rail, System 900 - vertical and horizontal rails, joined at right-angles with mounting roses - right-hand version - horizontal length 500 mm, vertical length 750 mm, 88 mm deep - rail diameter 32 mm, tube thickness 2 mm, rose diameter 70 mm - made of high-quality stainless steel, powder-coated in HEWI colours DX (matt white), DC (matt black) and SC (matt dark grey pearl mica) - including non-corrosive and tested HEWI fixing material for wall mounting and sealing tape for sealing the drilling points - fulfils the ÖNORM B1600/1601 requirements Article no.: HEWI 900.22.10260 | https://catalog.hewi.com/en/p/9002210260 | https://catalog.hewi.com/storage/downloads/HEWI_900_22_10260_en.pdf
900.22.102XA | HEWI L-shaped support rail | L-shaped support rail, System 900 - vertical and horizontal rails, joined at right-angles with mounting roses - right-hand version - horizontal length 500 mm, vertical length 750 mm, 88 mm deep - rail diameter 32 mm, tube thickness 2 mm, rose diameter 70 mm - made of high-quality stainless steel, satin - including non-corrosive and tested HEWI fixing material for wall mounting and sealing tape for sealing the drilling points - fulfils the ÖNORM B1600/1601 requirements Article no.: HEWI 900.22.102XA | https://catalog.hewi.com/en/p/90022102XA | https://catalog.hewi.com/storage/downloads/HEWI_900_22_102XA_en.pdf
900.22.10340 | HEWI L-shaped support rail | L-shaped support rail, System 900 - vertical and horizontal rails, joined at right-angles with mounting roses - right-hand version - horizontal length 400 mm, vertical length 900 mm, 88 mm deep - rail diameter 32 mm, tube thickness 2 mm, rose diameter 70 mm - made of high-quality stainless steel, chrome - including non-corrosive and tested HEWI fixing material for wall mounting and sealing tape for sealing the drilling points Article no.: HEWI 900.22.10340 | https://catalog.hewi.com/en/p/9002210340 | https://catalog.hewi.com/storage/downloads/HEWI_900_22_10340_en.pdf
900.22.10360 | HEWI L-shaped support rail | L-shaped support rail, System 900 - vertical and horizontal rails, joined at right-angles with mounting roses - right-hand version - horizontal length 400 mm, vertical length 900 mm, 88 mm deep - rail diameter 32 mm, tube thickness 2 mm, rose diameter 70 mm - made of high-quality stainless steel, powder-coated in HEWI colours DX (matt white), DC (matt black) and SC (matt dark grey pearl mica) - including non-corrosive and tested HEWI fixing material for wall mounting and sealing tape for sealing the drilling points Article no.: HEWI 900.22.10360 | https://catalog.hewi.com/en/p/9002210360 | https://catalog.hewi.com/storage/downloads/HEWI_900_22_10360_en.pdf
900.22.103XA | HEWI L-shaped support rail | L-shaped support rail, System 900 - vertical and horizontal rails, joined at right-angles with mounting roses - right-hand version - horizontal length 400 mm, vertical length 900 mm, 88 mm deep - rail diameter 32 mm, tube thickness 2 mm, rose diameter 70 mm - made of high-quality stainless steel, satin - including non-corrosive and tested HEWI fixing material for wall mounting and sealing tape for sealing the drilling points Article no.: HEWI 900.22.103XA | https://catalog.hewi.com/en/p/90022103XA | https://catalog.hewi.com/storage/downloads/HEWI_900_22_103XA_en.pdf
900.22.10440 | HEWI L-shaped support rail | L-shaped support rail, System 900 - vertical and horizontal rails, joined at right-angles with mounting roses - right-hand version - horizontal length 500 mm, vertical length 1000 mm, 88 mm deep - rail diameter 32 mm, tube thickness 2 mm, rose diameter 70 mm - made of high-quality stainless steel, chrome - including non-corrosive and tested HEWI fixing material for wall mounting and sealing tape for sealing the drilling points - fulfils the SIA 500 requirements Article no.: HEWI 900.22.10440 | https://catalog.hewi.com/en/p/9002210440 | https://catalog.hewi.com/storage/downloads/HEWI_900_22_10440_en.pdf
900.22.10460 | HEWI L-shaped support rail | L-shaped support rail, System 900 - vertical and horizontal rails, joined at right-angles with mounting roses - right-hand version - horizontal length 500 mm, vertical length 1000 mm, 88 mm deep - rail diameter 32 mm, tube thickness 2 mm, rose diameter 70 mm - made of high-quality stainless steel, powder-coated in HEWI colours DX (matt white), DC (matt black) and SC (matt dark grey pearl mica) - including non-corrosive and tested HEWI fixing material for wall mounting and sealing tape for sealing the drilling points - fulfils the SIA 500 requirements Article no.: HEWI 900.22.10460 | https://catalog.hewi.com/en/p/9002210460 | https://catalog.hewi.com/storage/downloads/HEWI_900_22_10460_en.pdf
900.22.104XA | HEWI L-shaped support rail | L-shaped support rail, System 900 - vertical and horizontal rails, joined at right-angles with mounting roses - right-hand version - horizontal length 500 mm, vertical length 1000 mm, 88 mm deep - rail diameter 32 mm, tube thickness 2 mm, rose diameter 70 mm - made of high-quality stainless steel, satin - including non-corrosive and tested HEWI fixing material for wall mounting and sealing tape for sealing the drilling points - fulfils the SIA 500 requirements Article no.: HEWI 900.22.104XA | https://catalog.hewi.com/en/p/90022104XA | https://catalog.hewi.com/storage/downloads/HEWI_900_22_104XA_en.pdf
900.22.10540 | HEWI L-shaped support rail | L-shaped support rail, System 900 - vertical and horizontal rails, joined at right-angles with mounting roses - left-hand version - horizontal length 300 mm, vertical length 600 mm, 88 mm deep - rail diameter 32 mm, tube thickness 2 mm, rose diameter 70 mm - made of high-quality stainless steel, chrome - including non-corrosive and tested HEWI fixing material for wall mounting and sealing tape for sealing the drilling points Article no.: HEWI 900.22.10540 | https://catalog.hewi.com/en/p/9002210540 | https://catalog.hewi.com/storage/downloads/HEWI_900_22_10540_en.pdf
900.22.10560 | HEWI L-shaped support rail | L-shaped support rail, System 900 - vertical and horizontal rails, joined at right-angles with mounting roses - left-hand version - horizontal length 300 mm, vertical length 600 mm, 88 mm deep - rail diameter 32 mm, tube thickness 2 mm, rose diameter 70 mm - made of high-quality stainless steel, powder-coated in HEWI colours DX (matt white), DC (matt black) and SC (matt dark grey pearl mica) - including non-corrosive and tested HEWI fixing material for wall mounting and sealing tape for sealing the drilling points Article no.: HEWI 900.22.10560 | https://catalog.hewi.com/en/p/9002210560 | https://catalog.hewi.com/storage/downloads/HEWI_900_22_10560_en.pdf
900.22.105XA | HEWI L-shaped support rail | L-shaped support rail, System 900 - vertical and horizontal rails, joined at right-angles with mounting roses - left-hand version - horizontal length 300 mm, vertical length 600 mm, 88 mm deep - rail diameter 32 mm, tube thickness 2 mm, rose diameter 70 mm - made of high-quality stainless steel, satin - including non-corrosive and tested HEWI fixing material for wall mounting and sealing tape for sealing the drilling points Article no.: HEWI 900.22.105XA | https://catalog.hewi.com/en/p/90022105XA | https://catalog.hewi.com/storage/downloads/HEWI_900_22_105XA_en.pdf
900.22.10640 | HEWI L-shaped support rail | L-shaped support rail, System 900 - vertical and horizontal rails, joined at right-angles with mounting roses - left-hand version - horizontal length 500 mm, vertical length 750 mm, 88 mm deep - rail diameter 32 mm, tube thickness 2 mm, rose diameter 70 mm - made of high-quality stainless steel, chrome - including non-corrosive and tested HEWI fixing material for wall mounting and sealing tape for sealing the drilling points - fulfils the ÖNORM B1600/1601 requirements Article no.: HEWI 900.22.10640 | https://catalog.hewi.com/en/p/9002210640 | https://catalog.hewi.com/storage/downloads/HEWI_900_22_10640_en.pdf
900.22.10660 | HEWI L-shaped support rail | L-shaped support rail, System 900 - vertical and horizontal rails, joined at right-angles with mounting roses - left-hand version - horizontal length 500 mm, vertical length 750 mm, 88 mm deep - rail diameter 32 mm, tube thickness 2 mm, rose diameter 70 mm - made of high-quality stainless steel, powder-coated in HEWI colours DX (matt white), DC (matt black) and SC (matt dark grey pearl mica) - including non-corrosive and tested HEWI fixing material for wall mounting and sealing tape for sealing the drilling points - fulfils the ÖNORM B1600/1601 requirements Article no.: HEWI 900.22.10660 | https://catalog.hewi.com/en/p/9002210660 | https://catalog.hewi.com/storage/downloads/HEWI_900_22_10660_en.pdf
900.22.106XA | HEWI L-shaped support rail | L-shaped support rail, System 900 - vertical and horizontal rails, joined at right-angles with mounting roses - left-hand version - horizontal length 500 mm, vertical length 750 mm, 88 mm deep - rail diameter 32 mm, tube thickness 2 mm, rose diameter 70 mm - made of high-quality stainless steel, satin - including non-corrosive and tested HEWI fixing material for wall mounting and sealing tape for sealing the drilling points - fulfils the ÖNORM B1600/1601 requirements Article no.: HEWI 900.22.106XA | https://catalog.hewi.com/en/p/90022106XA | https://catalog.hewi.com/storage/downloads/HEWI_900_22_106XA_en.pdf
900.22.10740 | HEWI L-shaped support rail | L-shaped support rail, System 900 - vertical and horizontal rails, joined at right-angles with mounting roses - left-hand version - horizontal length 400 mm, vertical length 900 mm, 88 mm deep - rail diameter 32 mm, tube thickness 2 mm, rose diameter 70 mm - made of high-quality stainless steel, chrome - including non-corrosive and tested HEWI fixing material for wall mounting and sealing tape for sealing the drilling points Article no.: HEWI 900.22.10740 | https://catalog.hewi.com/en/p/9002210740 | https://catalog.hewi.com/storage/downloads/HEWI_900_22_10740_en.pdf
900.22.10760 | HEWI L-shaped support rail | L-shaped support rail, System 900 - vertical and horizontal rails, joined at right-angles with mounting roses - left-hand version - horizontal length 400 mm, vertical length 900 mm, 88 mm deep - rail diameter 32 mm, tube thickness 2 mm, rose diameter 70 mm - made of high-quality stainless steel, powder-coated in HEWI colours DX (matt white), DC (matt black) and SC (matt dark grey pearl mica) - including non-corrosive and tested HEWI fixing material for wall mounting and sealing tape for sealing the drilling points Article no.: HEWI 900.22.10760 | https://catalog.hewi.com/en/p/9002210760 | https://catalog.hewi.com/storage/downloads/HEWI_900_22_10760_en.pdf
900.22.107XA | HEWI L-shaped support rail | L-shaped support rail, System 900 - vertical and horizontal rails, joined at right-angles with mounting roses - left-hand version - horizontal length 400 mm, vertical length 900 mm, 88 mm deep - rail diameter 32 mm, tube thickness 2 mm, rose diameter 70 mm - made of high-quality stainless steel, satin - including non-corrosive and tested HEWI fixing material for wall mounting and sealing tape for sealing the drilling points Article no.: HEWI 900.22.107XA | https://catalog.hewi.com/en/p/90022107XA | https://catalog.hewi.com/storage/downloads/HEWI_900_22_107XA_en.pdf
900.22.10840 | HEWI L-shaped support rail | L-shaped support rail, System 900 - vertical and horizontal rails, joined at right-angles with mounting roses - left-hand version - horizontal length 500 mm, vertical length 1000 mm, 88 mm deep - rail diameter 32 mm, tube thickness 2 mm, rose diameter 70 mm - made of high-quality stainless steel, chrome - including non-corrosive and tested HEWI fixing material for wall mounting and sealing tape for sealing the drilling points - fulfils the SIA 500 requirements Article no.: HEWI 900.22.10840 | https://catalog.hewi.com/en/p/9002210840 | https://catalog.hewi.com/storage/downloads/HEWI_900_22_10840_en.pdf
900.22.10860 | HEWI L-shaped support rail | L-shaped support rail, System 900 - vertical and horizontal rails, joined at right-angles with mounting roses - left-hand version - horizontal length 500 mm, vertical length 1000 mm, 88 mm deep - rail diameter 32 mm, tube thickness 2 mm, rose diameter 70 mm - made of high-quality stainless steel, powder-coated in HEWI colours DX (matt white), DC (matt black) and SC (matt dark grey pearl mica) - including non-corrosive and tested HEWI fixing material for wall mounting and sealing tape for sealing the drilling points - fulfils the SIA 500 requirements Article no.: HEWI 900.22.10860 | https://catalog.hewi.com/en/p/9002210860 | https://catalog.hewi.com/storage/downloads/HEWI_900_22_10860_en.pdf
900.22.108XA | HEWI L-shaped support rail | L-shaped support rail, System 900 - vertical and horizontal rails, joined at right-angles with mounting roses - left-hand version - horizontal length 500 mm, vertical length 1000 mm, 88 mm deep - rail diameter 32 mm, tube thickness 2 mm, rose diameter 70 mm - made of high-quality stainless steel, satin - including non-corrosive and tested HEWI fixing material for wall mounting and sealing tape for sealing the drilling points - fulfils the SIA 500 requirements Article no.: HEWI 900.22.108XA | https://catalog.hewi.com/en/p/90022108XA | https://catalog.hewi.com/storage/downloads/HEWI_900_22_108XA_en.pdf
900.22.10940 | HEWI L-shaped support rail | L-shaped support rail with toilet roll holder, System 900 - vertical and horizontal rails, joined at right-angles with fixing roses - with toilet roll holder - right-hand version - horizontal length 300 mm, vertical length 600 mm, 88 mm deep - rail diameter 32 mm, tube thickness 2 mm, rose diameter 70 mm - made of high-quality stainless steel, chrome-plated - including non-corrosive and tested HEWI fixing material for wall mounting and sealing tape for sealing the drilling points Article no.: HEWI 900.22.10940 | https://catalog.hewi.com/en/p/9002210940 | https://catalog.hewi.com/storage/downloads/HEWI_900_22_10940_en.pdf
900.22.10960 | HEWI L-shaped support rail | L-shaped support rail, System 900 - vertical and horizontal rails, joined at right-angles with fixing roses - with toilet roll holder - right-hand version - horizontal length 300 mm, vertical length 600 mm, 88 mm deep - rail diameter 32 mm, tube thickness 2 mm, rose diameter 70 mm - made of high-quality stainless steel, powder-coated in HEWI colours DX (matt white), DC (matt black) and SC (matt dark grey pearl mica) - including non-corrosive and tested HEWI fixing material for wall mounting and sealing tape for sealing the drilling points Article no.: HEWI 900.22.10960 | https://catalog.hewi.com/en/p/9002210960 | https://catalog.hewi.com/storage/downloads/HEWI_900_22_10960_en.pdf
900.22.109XA | HEWI L-shaped support rail | L-shaped support rail with toilet roll holder, System 900 - vertical and horizontal rails, joined at right-angles with fixing roses - with toilet roll holder - right-hand version - horizontal length 300 mm, vertical length 600 mm, 88 mm deep - rail diameter 32 mm, tube thickness 2 mm, rose diameter 70 mm - made of high-quality stainless steel, satin - including non-corrosive and tested HEWI fixing material for wall mounting and sealing tape for sealing the drilling points Article no.: HEWI 900.22.109XA | https://catalog.hewi.com/en/p/90022109XA | https://catalog.hewi.com/storage/downloads/HEWI_900_22_109XA_en.pdf
900.22.11040 | HEWI L-shaped support rail | L-shaped support rail with toilet roll holder, System 900 - vertical and horizontal rails, joined at right-angles with mounting roses - right-hand version - horizontal length 500 mm, vertical length 750 mm, 88 mm deep - rail diameter 32 mm, tube thickness 2 mm, rose diameter 70 mm - made of high-quality stainless steel, chrome - including non-corrosive and tested HEWI fixing material for wall mounting and sealing tape for sealing the drilling points - fulfils the ÖNORM B1600/1601 requirements Article no.: HEWI 900.22.11040 | https://catalog.hewi.com/en/p/9002211040 | https://catalog.hewi.com/storage/downloads/HEWI_900_22_11040_en.pdf
900.22.11060 | HEWI L-shaped support rail | L-shaped support rail with toilet roll holder, System 900 - vertical and horizontal rails, joined at right-angles with mounting roses - right-hand version - horizontal length 500 mm, vertical length 750 mm, 88 mm deep - rail diameter 32 mm, tube thickness 2 mm, rose diameter 70 mm - made of high-quality stainless steel, powder-coated in HEWI colours DX (matt white), DC (matt black) and SC (matt dark grey pearl mica) - including non-corrosive and tested HEWI fixing material for wall mounting and sealing tape for sealing the drilling points - fulfils the ÖNORM B1600/1601 requirements Article no.: HEWI 900.22.11060 | https://catalog.hewi.com/en/p/9002211060 | https://catalog.hewi.com/storage/downloads/HEWI_900_22_11060_en.pdf
900.22.110XA | HEWI L-shaped support rail | L-shaped support rail with toilet roll holder, System 900 - vertical and horizontal rails, joined at right-angles with mounting roses - right-hand version - horizontal length 500 mm, vertical length 750 mm, 88 mm deep - rail diameter 32 mm, tube thickness 2 mm, rose diameter 70 mm - made of high-quality stainless steel, satin - including non-corrosive and tested HEWI fixing material for wall mounting and sealing tape for sealing the drilling points - fulfils the ÖNORM B1600/1601 requirements Article no.: HEWI 900.22.110XA | https://catalog.hewi.com/en/p/90022110XA | https://catalog.hewi.com/storage/downloads/HEWI_900_22_110XA_en.pdf
900.22.11140 | HEWI L-shaped support rail | L-shaped support rail with toilet roll holder, System 900 - vertical and horizontal rails, joined at right-angles with mounting roses - right-hand version - horizontal length 400 mm, vertical length 900 mm, 88 mm deep - rail diameter 32 mm, tube thickness 2 mm, rose diameter 70 mm - made of high-quality stainless steel, chrome - including non-corrosive and tested HEWI fixing material for wall mounting and sealing tape for sealing the drilling points Article no.: HEWI 900.22.11140 | https://catalog.hewi.com/en/p/9002211140 | https://catalog.hewi.com/storage/downloads/HEWI_900_22_11140_en.pdf
900.22.11160 | HEWI L-shaped support rail | L-shaped support rail with toilet roll holder, System 900 - vertical and horizontal rails, joined at right-angles with mounting roses - right-hand version - horizontal length 400 mm, vertical length 900 mm, 88 mm deep - rail diameter 32 mm, tube thickness 2 mm, rose diameter 70 mm - made of high-quality stainless steel, powder-coated in HEWI colours DX (matt white), DC (matt black) and SC (matt dark grey pearl mica) - including non-corrosive and tested HEWI fixing material for wall mounting and sealing tape for sealing the drilling points Article no.: HEWI 900.22.11160 | https://catalog.hewi.com/en/p/9002211160 | https://catalog.hewi.com/storage/downloads/HEWI_900_22_11160_en.pdf
900.22.111XA | HEWI L-shaped support rail | L-shaped support rail with toilet roll holder, System 900 - vertical and horizontal rails, joined at right-angles with mounting roses - right-hand version - horizontal length 400 mm, vertical length 900 mm, 88 mm deep - rail diameter 32 mm, tube thickness 2 mm, rose diameter 70 mm - made of high-quality stainless steel, satin - including non-corrosive and tested HEWI fixing material for wall mounting and sealing tape for sealing the drilling points Article no.: HEWI 900.22.111XA | https://catalog.hewi.com/en/p/90022111XA | https://catalog.hewi.com/storage/downloads/HEWI_900_22_111XA_en.pdf
900.22.11240 | HEWI L-shaped support rail | L-shaped support rail with toilet roll holder, System 900 - vertical and horizontal rails, joined at right-angles with mounting roses - right-hand version - horizontal length 500 mm, vertical length 1000 mm, 88 mm deep - rail diameter 32 mm, tube thickness 2 mm, rose diameter 70 mm - made of high-quality stainless steel, chrome - including non-corrosive and tested HEWI fixing material for wall mounting and sealing tape for sealing the drilling points - fulfils the SIA 500 requirements Article no.: HEWI 900.22.11240 | https://catalog.hewi.com/en/p/9002211240 | https://catalog.hewi.com/storage/downloads/HEWI_900_22_11240_en.pdf
900.22.11260 | HEWI L-shaped support rail | L-shaped support rail with toilet roll holder, System 900 - vertical and horizontal rails, joined at right-angles with mounting roses - right-hand version - horizontal length 500 mm, vertical length 1000 mm, 88 mm deep - rail diameter 32 mm, tube thickness 2 mm, rose diameter 70 mm - made of high-quality stainless steel, powder-coated in HEWI colours DX (matt white), DC (matt black) and SC (matt dark grey pearl mica) - including non-corrosive and tested HEWI fixing material for wall mounting and sealing tape for sealing the drilling points - fulfils the SIA 500 requirements Article no.: HEWI 900.22.11260 | https://catalog.hewi.com/en/p/9002211260 | https://catalog.hewi.com/storage/downloads/HEWI_900_22_11260_en.pdf
900.22.112XA | HEWI L-shaped support rail | L-shaped support rail with toilet roll holder, System 900 - vertical and horizontal rails, joined at right-angles with mounting roses - right-hand version - horizontal length 500 mm, vertical length 1000 mm, 88 mm deep - rail diameter 32 mm, tube thickness 2 mm, rose diameter 70 mm - made of high-quality stainless steel, satin - including non-corrosive and tested HEWI fixing material for wall mounting and sealing tape for sealing the drilling points - fulfils the SIA 500 requirements Article no.: HEWI 900.22.112XA | https://catalog.hewi.com/en/p/90022112XA | https://catalog.hewi.com/storage/downloads/HEWI_900_22_112XA_en.pdf
900.22.11340 | HEWI L-shaped support rail | L-shaped support rail with toilet roll holder, System 900 - vertical and horizontal rails, joined at right-angles with fixing roses - with toilet roll holder - left-hand version - horizontal length 300 mm, vertical length 600 mm, 88 mm deep - rail diameter 32 mm, tube thickness 2 mm, rose diameter 70 mm - made of high-quality stainless steel, chrome-plated - including non-corrosive and tested HEWI fixing material for wall mounting and sealing tape for sealing the drilling points Article no.: HEWI 900.22.11340 | https://catalog.hewi.com/en/p/9002211340 | https://catalog.hewi.com/storage/downloads/HEWI_900_22_11340_en.pdf
900.22.11360 | HEWI L-shaped support rail | L-shaped support rail, System 900 - vertical and horizontal rails, joined at right-angles with fixing roses - with toilet roll holder - left-hand version - horizontal length 300 mm, vertical length 600 mm, 88 mm deep - rail diameter 32 mm, tube thickness 2 mm, rose diameter 70 mm - made of high-quality stainless steel, powder-coated in HEWI colours DX (matt white), DC (matt black) and SC (matt dark grey pearl mica) - including non-corrosive and tested HEWI fixing material for wall mounting and sealing tape for sealing the drilling points Article no.: HEWI 900.22.11360 | https://catalog.hewi.com/en/p/9002211360 | https://catalog.hewi.com/storage/downloads/HEWI_900_22_11360_en.pdf
900.22.113XA | HEWI L-shaped support rail | L-shaped support rail with toilet roll holder, System 900 - vertical and horizontal rails, joined at right-angles with fixing roses - with toilet roll holder - left-hand version - horizontal length 300 mm, vertical length 600 mm, 88 mm deep - rail diameter 32 mm, tube thickness 2 mm, rose diameter 70 mm - made of high-quality stainless steel, satin - including non-corrosive and tested HEWI fixing material for wall mounting and sealing tape for sealing the drilling points Article no.: HEWI 900.22.113XA | https://catalog.hewi.com/en/p/90022113XA | https://catalog.hewi.com/storage/downloads/HEWI_900_22_113XA_en.pdf
900.22.11440 | HEWI L-shaped support rail | L-shaped support rail with toilet roll holder, System 900 - vertical and horizontal rails, joined at right-angles with mounting roses - left-hand version - horizontal length 500 mm, vertical length 750 mm, 88 mm deep - rail diameter 32 mm, tube thickness 2 mm, rose diameter 70 mm - made of high-quality stainless steel, chrome - including non-corrosive and tested HEWI fixing material for wall mounting and sealing tape for sealing the drilling points - fulfils the ÖNORM B1600/1601 requirements Article no.: HEWI 900.22.11440 | https://catalog.hewi.com/en/p/9002211440 | https://catalog.hewi.com/storage/downloads/HEWI_900_22_11440_en.pdf
900.22.11460 | HEWI L-shaped support rail | L-shaped support rail with toilet roll holder, System 900 - vertical and horizontal rails, joined at right-angles with mounting roses - left-hand version - horizontal length 500 mm, vertical length 750 mm, 88 mm deep - rail diameter 32 mm, tube thickness 2 mm, rose diameter 70 mm - made of high-quality stainless steel, powder-coated in HEWI colours DX (matt white), DC (matt black) and SC (matt dark grey pearl mica) - including non-corrosive and tested HEWI fixing material for wall mounting and sealing tape for sealing the drilling points - fulfils the ÖNORM B1600/1601 requirements Article no.: HEWI 900.22.11460 | https://catalog.hewi.com/en/p/9002211460 | https://catalog.hewi.com/storage/downloads/HEWI_900_22_11460_en.pdf
900.22.114XA | HEWI L-shaped support rail | L-shaped support rail with toilet roll holder, System 900 - vertical and horizontal rails, joined at right-angles with mounting roses - left-hand version - horizontal length 500 mm, vertical length 750 mm, 88 mm deep - rail diameter 32 mm, tube thickness 2 mm, rose diameter 70 mm - made of high-quality stainless steel, satin - including non-corrosive and tested HEWI fixing material for wall mounting and sealing tape for sealing the drilling points - fulfils the ÖNORM B1600/1601 requirements Article no.: HEWI 900.22.114XA | https://catalog.hewi.com/en/p/90022114XA | https://catalog.hewi.com/storage/downloads/HEWI_900_22_114XA_en.pdf
900.22.11540 | HEWI L-shaped support rail | L-shaped support rail with toilet roll holder, System 900 - vertical and horizontal rails, joined at right-angles with mounting roses - left-hand version - horizontal length 400 mm, vertical length 900 mm, 88 mm deep - rail diameter 32 mm, tube thickness 2 mm, rose diameter 70 mm - made of high-quality stainless steel, chrome - including non-corrosive and tested HEWI fixing material for wall mounting and sealing tape for sealing the drilling points Article no.: HEWI 900.22.11540 | https://catalog.hewi.com/en/p/9002211540 | https://catalog.hewi.com/storage/downloads/HEWI_900_22_11540_en.pdf
900.22.11560 | HEWI L-shaped support rail | L-shaped support rail with toilet roll holder, System 900 - vertical and horizontal rails, joined at right-angles with mounting roses - left-hand version - horizontal length 400 mm, vertical length 900 mm, 88 mm deep - rail diameter 32 mm, tube thickness 2 mm, rose diameter 70 mm - made of high-quality stainless steel, powder-coated in HEWI colours DX (matt white), DC (matt black) and SC (matt dark grey pearl mica) - including non-corrosive and tested HEWI fixing material for wall mounting and sealing tape for sealing the drilling points Article no.: HEWI 900.22.11560 | https://catalog.hewi.com/en/p/9002211560 | https://catalog.hewi.com/storage/downloads/HEWI_900_22_11560_en.pdf
900.22.115XA | HEWI L-shaped support rail | L-shaped support rail with toilet roll holder, System 900 - vertical and horizontal rails, joined at right-angles with mounting roses - left-hand version - horizontal length 400 mm, vertical length 900 mm, 88 mm deep - rail diameter 32 mm, tube thickness 2 mm, rose diameter 70 mm - made of high-quality stainless steel, satin - including non-corrosive and tested HEWI fixing material for wall mounting and sealing tape for sealing the drilling points Article no.: HEWI 900.22.115XA | https://catalog.hewi.com/en/p/90022115XA | https://catalog.hewi.com/storage/downloads/HEWI_900_22_115XA_en.pdf
900.22.11640 | HEWI L-shaped support rail | L-shaped support rail with toilet roll holder, System 900 - vertical and horizontal rails, joined at right-angles with mounting roses - left-hand version - horizontal length 500 mm, vertical length 1000 mm, 88 mm deep - rail diameter 32 mm, tube thickness 2 mm, rose diameter 70 mm - made of high-quality stainless steel, chrome - including non-corrosive and tested HEWI fixing material for wall mounting and sealing tape for sealing the drilling points - fulfils the SIA 500 requirements Article no.: HEWI 900.22.11640 | https://catalog.hewi.com/en/p/9002211640 | https://catalog.hewi.com/storage/downloads/HEWI_900_22_11640_en.pdf
900.22.11660 | HEWI L-shaped support rail | L-shaped support rail with toilet roll holder, System 900 - vertical and horizontal rails, joined at right-angles with mounting roses - left-hand version - horizontal length 500 mm, vertical length 1000 mm, 88 mm deep - rail diameter 32 mm, tube thickness 2 mm, rose diameter 70 mm - made of high-quality stainless steel, powder-coated in HEWI colours DX (matt white), DC (matt black) and SC (matt dark grey pearl mica) - including non-corrosive and tested HEWI fixing material for wall mounting and sealing tape for sealing the drilling points - fulfils the SIA 500 requirements Article no.: HEWI 900.22.11660 | https://catalog.hewi.com/en/p/9002211660 | https://catalog.hewi.com/storage/downloads/HEWI_900_22_11660_en.pdf
900.22.116XA | HEWI L-shaped support rail | L-shaped support rail with toilet roll holder, System 900 - vertical and horizontal rails, joined at right-angles with mounting roses - left-hand version - horizontal length 500 mm, vertical length 1000 mm, 88 mm deep - rail diameter 32 mm, tube thickness 2 mm, rose diameter 70 mm - made of high-quality stainless steel, satin - including non-corrosive and tested HEWI fixing material for wall mounting and sealing tape for sealing the drilling points - fulfils the SIA 500 requirements Article no.: HEWI 900.22.116XA | https://catalog.hewi.com/en/p/90022116XA | https://catalog.hewi.com/storage/downloads/HEWI_900_22_116XA_en.pdf
900.22.13040 | HEWI L-shaped support rail | L-shaped support rail, System 900 - vertical and horizontal rails, joined at right-angles with mounting roses - can be mounted in left-hand or right-hand position - horizontal length 255 mm, vertical length 255 mm, 87 mm deep - rail diameter 30 mm, tube thickness 2 mm, rose diameter 70 mm - made of high-quality stainless steel, chrome - including non-corrosive and tested HEWI fixing material for wall mounting and sealing tape for sealing the drilling points Article no.: HEWI 900.22.13040 | https://catalog.hewi.com/en/p/9002213040 | https://catalog.hewi.com/storage/downloads/HEWI_900_22_13040_en.pdf
900.22.13060 | HEWI L-shaped support rail | L-shaped support rail, System 900 - vertical and horizontal rails, joined at right-angles with mounting roses - can be mounted in left-hand or right-hand position - horizontal length 255 mm, vertical length 255 mm, 87 mm deep - rail diameter 30 mm, tube thickness 2 mm, rose diameter 70 mm - made of high-quality stainless steel, powder-coated in HEWI colours DX (matt white), DC (matt black) and SC (matt dark grey pearl mica) - including non-corrosive and tested HEWI fixing material for wall mounting and sealing tape for sealing the drilling points Article no.: HEWI 900.22.13060 | https://catalog.hewi.com/en/p/9002213060 | https://catalog.hewi.com/storage/downloads/HEWI_900_22_13060_en.pdf
900.22.13140 | HEWI L-shaped support rail | L-shaped support rail, System 900 - vertical and horizontal rails, joined at right-angles with mounting roses - right-hand version - horizontal length 300 mm, vertical length 600 mm, 87 mm deep - rail diameter 30 mm, tube thickness 2 mm, rose diameter 70 mm - made of high-quality stainless steel, chrome - including non-corrosive and tested HEWI fixing material for wall mounting and sealing tape for sealing the drilling points Article no.: HEWI 900.22.13140 | https://catalog.hewi.com/en/p/9002213140 | https://catalog.hewi.com/storage/downloads/HEWI_900_22_13140_en.pdf
900.22.13160 | HEWI L-shaped support rail | L-shaped support rail, System 900 - vertical and horizontal rails, joined at right-angles with mounting roses - right-hand version - horizontal length 300 mm, vertical length 600 mm, 87 mm deep - rail diameter 30 mm, tube thickness 2 mm, rose diameter 70 mm - made of high-quality stainless steel, powder-coated in HEWI colours DX (matt white), DC (matt black) and SC (matt dark grey pearl mica) - including non-corrosive and tested HEWI fixing material for wall mounting and sealing tape for sealing the drilling points Article no.: HEWI 900.22.13160 | https://catalog.hewi.com/en/p/9002213160 | https://catalog.hewi.com/storage/downloads/HEWI_900_22_13160_en.pdf
900.22.13240 | HEWI L-shaped support rail | L-shaped support rail, System 900 - vertical and horizontal rails, joined at right-angles with mounting roses - right-hand version - horizontal length 500 mm, vertical length 750 mm, 87 mm deep - rail diameter 30 mm, tube thickness 2 mm, rose diameter 70 mm - made of high-quality stainless steel, chrome - including non-corrosive and tested HEWI fixing material for wall mounting and sealing tape for sealing the drilling points - fulfils the ÖNORM B1600/1601 requirements Article no.: HEWI 900.22.13240 | https://catalog.hewi.com/en/p/9002213240 | https://catalog.hewi.com/storage/downloads/HEWI_900_22_13240_en.pdf
900.22.13260 | HEWI L-shaped support rail | L-shaped support rail, System 900 - vertical and horizontal rails, joined at right-angles with mounting roses - right-hand version - horizontal length 500 mm, vertical length 750 mm, 87 mm deep - rail diameter 30 mm, tube thickness 2 mm, rose diameter 70 mm - made of high-quality stainless steel, powder-coated in HEWI colours DX (matt white), DC (matt black) and SC (matt dark grey pearl mica) - including non-corrosive and tested HEWI fixing material for wall mounting and sealing tape for sealing the drilling points - fulfils the ÖNORM B1600/1601 requirements Article no.: HEWI 900.22.13260 | https://catalog.hewi.com/en/p/9002213260 | https://catalog.hewi.com/storage/downloads/HEWI_900_22_13260_en.pdf
900.22.13340 | HEWI L-shaped support rail | L-shaped support rail, System 900 - vertical and horizontal rails, joined at right-angles with mounting roses - right-hand version - horizontal length 400 mm, vertical length 900 mm, 87 mm deep - rail diameter 30 mm, tube thickness 2 mm, rose diameter 70 mm - made of high-quality stainless steel, chrome - including non-corrosive and tested HEWI fixing material for wall mounting and sealing tape for sealing the drilling points Article no.: HEWI 900.22.13340 | https://catalog.hewi.com/en/p/9002213340 | https://catalog.hewi.com/storage/downloads/HEWI_900_22_13340_en.pdf
900.22.13360 | HEWI L-shaped support rail | L-shaped support rail, System 900 - vertical and horizontal rails, joined at right-angles with mounting roses - right-hand version - horizontal length 400 mm, vertical length 900 mm, 87 mm deep - rail diameter 30 mm, tube thickness 2 mm, rose diameter 70 mm - made of high-quality stainless steel, powder-coated in HEWI colours DX (matt white), DC (matt black) and SC (matt dark grey pearl mica) - including non-corrosive and tested HEWI fixing material for wall mounting and sealing tape for sealing the drilling points Article no.: HEWI 900.22.13360 | https://catalog.hewi.com/en/p/9002213360 | https://catalog.hewi.com/storage/downloads/HEWI_900_22_13360_en.pdf
900.22.13440 | HEWI L-shaped support rail | L-shaped support rail, System 900 - vertical and horizontal rails, joined at right-angles with mounting roses - right-hand version - horizontal length 500 mm, vertical length 1000 mm, 87 mm deep - rail diameter 30 mm, tube thickness 2 mm, rose diameter 70 mm - made of high-quality stainless steel, chrome - including non-corrosive and tested HEWI fixing material for wall mounting and sealing tape for sealing the drilling points - fulfils the SIA 500 requirements Article no.: HEWI 900.22.13440 | https://catalog.hewi.com/en/p/9002213440 | https://catalog.hewi.com/storage/downloads/HEWI_900_22_13440_en.pdf
900.22.13460 | HEWI L-shaped support rail | L-shaped support rail, System 900 - vertical and horizontal rails, joined at right-angles with mounting roses - right-hand version - horizontal length 500 mm, vertical length 1000 mm, 87 mm deep - rail diameter 30 mm, tube thickness 2 mm, rose diameter 70 mm - made of high-quality stainless steel, powder-coated in HEWI colours DX (matt white), DC (matt black) and SC (matt dark grey pearl mica) - including non-corrosive and tested HEWI fixing material for wall mounting and sealing tape for sealing the drilling points - fulfils the SIA 500 requirements Article no.: HEWI 900.22.13460 | https://catalog.hewi.com/en/p/9002213460 | https://catalog.hewi.com/storage/downloads/HEWI_900_22_13460_en.pdf
900.22.13540 | HEWI L-shaped support rail | L-shaped support rail, System 900 - vertical and horizontal rails, joined at right-angles with mounting roses - left-hand version - horizontal length 300 mm, vertical length 600 mm, 87 mm deep - rail diameter 30 mm, tube thickness 2 mm, rose diameter 70 mm - made of high-quality stainless steel, chrome - including non-corrosive and tested HEWI fixing material for wall mounting and sealing tape for sealing the drilling points Article no.: HEWI 900.22.13540 | https://catalog.hewi.com/en/p/9002213540 | https://catalog.hewi.com/storage/downloads/HEWI_900_22_13540_en.pdf
900.22.13560 | HEWI L-shaped support rail | L-shaped support rail, System 900 - vertical and horizontal rails, joined at right-angles with mounting roses - left-hand version - horizontal length 300 mm, vertical length 600 mm, 87 mm deep - rail diameter 30 mm, tube thickness 2 mm, rose diameter 70 mm - made of high-quality stainless steel, powder-coated in HEWI colours DX (matt white), DC (matt black) and SC (matt dark grey pearl mica) - including non-corrosive and tested HEWI fixing material for wall mounting and sealing tape for sealing the drilling points Article no.: HEWI 900.22.13560 | https://catalog.hewi.com/en/p/9002213560 | https://catalog.hewi.com/storage/downloads/HEWI_900_22_13560_en.pdf
900.22.13640 | HEWI L-shaped support rail | L-shaped support rail, System 900 - vertical and horizontal rails, joined at right-angles with mounting roses - left-hand version - horizontal length 500 mm, vertical length 750 mm, 87 mm deep - rail diameter 30 mm, tube thickness 2 mm, rose diameter 70 mm - made of high-quality stainless steel, chrome - including non-corrosive and tested HEWI fixing material for wall mounting and sealing tape for sealing the drilling points - fulfils the ÖNORM B1600/1601 requirements Article no.: HEWI 900.22.13640 | https://catalog.hewi.com/en/p/9002213640 | https://catalog.hewi.com/storage/downloads/HEWI_900_22_13640_en.pdf
900.22.13660 | HEWI L-shaped support rail | L-shaped support rail, System 900 - vertical and horizontal rails, joined at right-angles with mounting roses - left-hand version - horizontal length 500 mm, vertical length 750 mm, 87 mm deep - rail diameter 30 mm, tube thickness 2 mm, rose diameter 70 mm - made of high-quality stainless steel, powder-coated in HEWI colours DX (matt white), DC (matt black) and SC (matt dark grey pearl mica) - including non-corrosive and tested HEWI fixing material for wall mounting and sealing tape for sealing the drilling points - fulfils the ÖNORM B1600/1601 requirements Article no.: HEWI 900.22.13660 | https://catalog.hewi.com/en/p/9002213660 | https://catalog.hewi.com/storage/downloads/HEWI_900_22_13660_en.pdf
900.22.13740 | HEWI L-shaped support rail | L-shaped support rail, System 900 - vertical and horizontal rails, joined at right-angles with mounting roses - left-hand version - horizontal length 400 mm, vertical length 900 mm, 87 mm deep - rail diameter 30 mm, tube thickness 2 mm, rose diameter 70 mm - made of high-quality stainless steel, chrome - including non-corrosive and tested HEWI fixing material for wall mounting and sealing tape for sealing the drilling points Article no.: HEWI 900.22.13740 | https://catalog.hewi.com/en/p/9002213740 | https://catalog.hewi.com/storage/downloads/HEWI_900_22_13740_en.pdf
900.22.13760 | HEWI L-shaped support rail | L-shaped support rail, System 900 - vertical and horizontal rails, joined at right-angles with mounting roses - left-hand version - horizontal length 400 mm, vertical length 900 mm, 87 mm deep - rail diameter 30 mm, tube thickness 2 mm, rose diameter 70 mm - made of high-quality stainless steel, powder-coated in HEWI colours DX (matt white), DC (matt black) and SC (matt dark grey pearl mica) - including non-corrosive and tested HEWI fixing material for wall mounting and sealing tape for sealing the drilling points Article no.: HEWI 900.22.13760 | https://catalog.hewi.com/en/p/9002213760 | https://catalog.hewi.com/storage/downloads/HEWI_900_22_13760_en.pdf
900.22.13840 | HEWI L-shaped support rail | L-shaped support rail, System 900 - vertical and horizontal rails, joined at right-angles with mounting roses - left-hand version - horizontal length 500 mm, vertical length 1000 mm, 87 mm deep - rail diameter 30 mm, tube thickness 2 mm, rose diameter 70 mm - made of high-quality stainless steel, chrome - including non-corrosive and tested HEWI fixing material for wall mounting and sealing tape for sealing the drilling points - fulfils the SIA 500 requirements Article no.: HEWI 900.22.13840 | https://catalog.hewi.com/en/p/9002213840 | https://catalog.hewi.com/storage/downloads/HEWI_900_22_13840_en.pdf
900.22.13860 | HEWI L-shaped support rail | L-shaped support rail, System 900 - vertical and horizontal rails, joined at right-angles with mounting roses - left-hand version - horizontal length 500 mm, vertical length 1000 mm, 87 mm deep - rail diameter 30 mm, tube thickness 2 mm, rose diameter 70 mm - made of high-quality stainless steel, powder-coated in HEWI colours DX (matt white), DC (matt black) and SC (matt dark grey pearl mica) - including non-corrosive and tested HEWI fixing material for wall mounting and sealing tape for sealing the drilling points - fulfils the SIA 500 requirements Article no.: HEWI 900.22.13860 | https://catalog.hewi.com/en/p/9002213860 | https://catalog.hewi.com/storage/downloads/HEWI_900_22_13860_en.pdf
900.22.13940 | HEWI L-shaped support rail | L-shaped support rail with toilet roll holder, System 900 - vertical and horizontal rails, joined at right-angles with mounting roses - right-hand version - horizontal length 300 mm, vertical length 600 mm, 87 mm deep - rail diameter 30 mm, tube thickness 2 mm, rose diameter 70 mm - made of high-quality stainless steel, chrome - including non-corrosive and tested HEWI fixing material for wall mounting and sealing tape for sealing the drilling points Article no.: HEWI 900.22.13940 | https://catalog.hewi.com/en/p/9002213940 | https://catalog.hewi.com/storage/downloads/HEWI_900_22_13940_en.pdf
900.22.13960 | HEWI L-shaped support rail | L-shaped support rail with toilet roll holder, System 900 - vertical and horizontal rails, joined at right-angles with mounting roses - right-hand version - horizontal length 300 mm, vertical length 600 mm, 87 mm deep - rail diameter 30 mm, tube thickness 2 mm, rose diameter 70 mm - made of high-quality stainless steel, powder-coated in HEWI colours DX (matt white), DC (matt black) and SC (matt dark grey pearl mica) - including non-corrosive and tested HEWI fixing material for wall mounting and sealing tape for sealing the drilling points Article no.: HEWI 900.22.13960 | https://catalog.hewi.com/en/p/9002213960 | https://catalog.hewi.com/storage/downloads/HEWI_900_22_13960_en.pdf
900.22.14040 | HEWI L-shaped support rail | L-shaped support rail with toilet roll holder, System 900 - vertical and horizontal rails, joined at right-angles with mounting roses - right-hand version - horizontal length 500 mm, vertical length 750 mm, 87 mm deep - rail diameter 30 mm, tube thickness 2 mm, rose diameter 70 mm - made of high-quality stainless steel, chrome - including non-corrosive and tested HEWI fixing material for wall mounting and sealing tape for sealing the drilling points - fulfils the ÖNORM B1600/1601 requirements Article no.: HEWI 900.22.14040 | https://catalog.hewi.com/en/p/9002214040 | https://catalog.hewi.com/storage/downloads/HEWI_900_22_14040_en.pdf
900.22.14060 | HEWI L-shaped support rail | L-shaped support rail with toilet roll holder, System 900 - vertical and horizontal rails, joined at right-angles with mounting roses - right-hand version - horizontal length 500 mm, vertical length 750 mm, 87 mm deep - rail diameter 30 mm, tube thickness 2 mm, rose diameter 70 mm - made of high-quality stainless steel, powder-coated in HEWI colours DX (matt white), DC (matt black) and SC (matt dark grey pearl mica) - including non-corrosive and tested HEWI fixing material for wall mounting and sealing tape for sealing the drilling points - fulfils the ÖNORM B1600/1601 requirements Article no.: HEWI 900.22.14060 | https://catalog.hewi.com/en/p/9002214060 | https://catalog.hewi.com/storage/downloads/HEWI_900_22_14060_en.pdf
900.22.14140 | HEWI L-shaped support rail | L-shaped support rail with toilet roll holder, System 900 - vertical and horizontal rails, joined at right-angles with mounting roses - right-hand version - horizontal length 400 mm, vertical length 900 mm, 87 mm deep - rail diameter 30 mm, tube thickness 2 mm, rose diameter 70 mm - made of high-quality stainless steel, chrome - including non-corrosive and tested HEWI fixing material for wall mounting and sealing tape for sealing the drilling points Article no.: HEWI 900.22.14140 | https://catalog.hewi.com/en/p/9002214140 | https://catalog.hewi.com/storage/downloads/HEWI_900_22_14140_en.pdf
900.22.14160 | HEWI L-shaped support rail | L-shaped support rail with toilet roll holder, System 900 - vertical and horizontal rails, joined at right-angles with mounting roses - right-hand version - horizontal length 400 mm, vertical length 900 mm, 87 mm deep - rail diameter 30 mm, tube thickness 2 mm, rose diameter 70 mm - made of high-quality stainless steel, powder-coated in HEWI colours DX (matt white), DC (matt black) and SC (matt dark grey pearl mica) - including non-corrosive and tested HEWI fixing material for wall mounting and sealing tape for sealing the drilling points Article no.: HEWI 900.22.14160 | https://catalog.hewi.com/en/p/9002214160 | https://catalog.hewi.com/storage/downloads/HEWI_900_22_14160_en.pdf
900.22.14240 | HEWI L-shaped support rail | L-shaped support rail with toilet roll holder, System 900 - vertical and horizontal rails, joined at right-angles with mounting roses - right-hand version - horizontal length 500 mm, vertical length 1000 mm, 87 mm deep - rail diameter 30 mm, tube thickness 2 mm, rose diameter 70 mm - made of high-quality stainless steel, chrome - including non-corrosive and tested HEWI fixing material for wall mounting and sealing tape for sealing the drilling points - fulfils the SIA 500 requirements Article no.: HEWI 900.22.14240 | https://catalog.hewi.com/en/p/9002214240 | https://catalog.hewi.com/storage/downloads/HEWI_900_22_14240_en.pdf
900.22.14260 | HEWI L-shaped support rail | L-shaped support rail with toilet roll holder, System 900 - vertical and horizontal rails, joined at right-angles with mounting roses - right-hand version - horizontal length 500 mm, vertical length 1000 mm, 87 mm deep - rail diameter 30 mm, tube thickness 2 mm, rose diameter 70 mm - made of high-quality stainless steel, powder-coated in HEWI colours DX (matt white), DC (matt black) and SC (matt dark grey pearl mica) - including non-corrosive and tested HEWI fixing material for wall mounting and sealing tape for sealing the drilling points - fulfils the SIA 500 requirements Article no.: HEWI 900.22.14260 | https://catalog.hewi.com/en/p/9002214260 | https://catalog.hewi.com/storage/downloads/HEWI_900_22_14260_en.pdf
900.22.14340 | HEWI L-shaped support rail | L-shaped support rail with toilet roll holder, System 900 - vertical and horizontal rails, joined at right-angles with mounting roses - left-hand version - horizontal length 300 mm, vertical length 600 mm, 87 mm deep - rail diameter 30 mm, tube thickness 2 mm, rose diameter 70 mm - made of high-quality stainless steel, chrome - including non-corrosive and tested HEWI fixing material for wall mounting and sealing tape for sealing the drilling points Article no.: HEWI 900.22.14340 | https://catalog.hewi.com/en/p/9002214340 | https://catalog.hewi.com/storage/downloads/HEWI_900_22_14340_en.pdf
900.22.14360 | HEWI L-shaped support rail | L-shaped support rail with toilet roll holder, System 900 - vertical and horizontal rails, joined at right-angles with mounting roses - left-hand version - horizontal length 300 mm, vertical length 600 mm, 87 mm deep - rail diameter 30 mm, tube thickness 2 mm, rose diameter 70 mm - made of high-quality stainless steel, powder-coated in HEWI colours DX (matt white), DC (matt black) and SC (matt dark grey pearl mica) - including non-corrosive and tested HEWI fixing material for wall mounting and sealing tape for sealing the drilling points Article no.: HEWI 900.22.14360 | https://catalog.hewi.com/en/p/9002214360 | https://catalog.hewi.com/storage/downloads/HEWI_900_22_14360_en.pdf
900.22.14440 | HEWI L-shaped support rail | L-shaped support rail with toilet roll holder, System 900 - vertical and horizontal rails, joined at right-angles with mounting roses - left-hand version - horizontal length 500 mm, vertical length 750 mm, 87 mm deep - rail diameter 30 mm, tube thickness 2 mm, rose diameter 70 mm - made of high-quality stainless steel, chrome - including non-corrosive and tested HEWI fixing material for wall mounting and sealing tape for sealing the drilling points - fulfils the ÖNORM B1600/1601 requirements Article no.: HEWI 900.22.14440 | https://catalog.hewi.com/en/p/9002214440 | https://catalog.hewi.com/storage/downloads/HEWI_900_22_14440_en.pdf
900.22.14460 | HEWI L-shaped support rail | L-shaped support rail with toilet roll holder, System 900 - vertical and horizontal rails, joined at right-angles with mounting roses - left-hand version - horizontal length 500 mm, vertical length 750 mm, 87 mm deep - rail diameter 30 mm, tube thickness 2 mm, rose diameter 70 mm - made of high-quality stainless steel, powder-coated in HEWI colours DX (matt white), DC (matt black) and SC (matt dark grey pearl mica) - including non-corrosive and tested HEWI fixing material for wall mounting and sealing tape for sealing the drilling points - fulfils the ÖNORM B1600/1601 requirements Article no.: HEWI 900.22.14460 | https://catalog.hewi.com/en/p/9002214460 | https://catalog.hewi.com/storage/downloads/HEWI_900_22_14460_en.pdf
900.22.14540 | HEWI L-shaped support rail | L-shaped support rail with toilet roll holder, System 900 - vertical and horizontal rails, joined at right-angles with mounting roses - left-hand version - horizontal length 400 mm, vertical length 900 mm, 87 mm deep - rail diameter 30 mm, tube thickness 2 mm, rose diameter 70 mm - made of high-quality stainless steel, chrome - including non-corrosive and tested HEWI fixing material for wall mounting and sealing tape for sealing the drilling points Article no.: HEWI 900.22.14540 | https://catalog.hewi.com/en/p/9002214540 | https://catalog.hewi.com/storage/downloads/HEWI_900_22_14540_en.pdf
900.22.14560 | HEWI L-shaped support rail | L-shaped support rail with toilet roll holder, System 900 - vertical and horizontal rails, joined at right-angles with mounting roses - left-hand version - horizontal length 400 mm, vertical length 900 mm, 87 mm deep - rail diameter 30 mm, tube thickness 2 mm, rose diameter 70 mm - made of high-quality stainless steel, powder-coated in HEWI colours DX (matt white), DC (matt black) and SC (matt dark grey pearl mica) - including non-corrosive and tested HEWI fixing material for wall mounting and sealing tape for sealing the drilling points Article no.: HEWI 900.22.14560 | https://catalog.hewi.com/en/p/9002214560 | https://catalog.hewi.com/storage/downloads/HEWI_900_22_14560_en.pdf
900.22.14640 | HEWI L-shaped support rail | L-shaped support rail with toilet roll holder, System 900 - vertical and horizontal rails, joined at right-angles with mounting roses - left-hand version - horizontal length 500 mm, vertical length 1000 mm, 87 mm deep - rail diameter 30 mm, tube thickness 2 mm, rose diameter 70 mm - made of high-quality stainless steel, chrome - including non-corrosive and tested HEWI fixing material for wall mounting and sealing tape for sealing the drilling points - fulfils the SIA 500 requirements Article no.: HEWI 900.22.14640 | https://catalog.hewi.com/en/p/9002214640 | https://catalog.hewi.com/storage/downloads/HEWI_900_22_14640_en.pdf
900.22.14660 | HEWI L-shaped support rail | L-shaped support rail with toilet roll holder, System 900 - vertical and horizontal rails, joined at right-angles with mounting roses - left-hand version - horizontal length 500 mm, vertical length 1000 mm, 87 mm deep - rail diameter 30 mm, tube thickness 2 mm, rose diameter 70 mm - made of high-quality stainless steel, powder-coated in HEWI colours DX (matt white), DC (matt black) and SC (matt dark grey pearl mica) - including non-corrosive and tested HEWI fixing material for wall mounting and sealing tape for sealing the drilling points - fulfils the SIA 500 requirements Article no.: HEWI 900.22.14660 | https://catalog.hewi.com/en/p/9002214660 | https://catalog.hewi.com/storage/downloads/HEWI_900_22_14660_en.pdf
900.22.1S0XA | HEWI L-shaped support rail, special length | L-shaped support rail, System 900 - vertical and horizontal rails, joined at right-angles with mounting roses - right-hand version - horizontal length made-to-measure from 300 mm to 850 mm, vertical length made-to-measure from 600 mm to 1100 mm, 88 mm deep - rail diameter 32 mm, tube thickness 2 mm, rose diameter 70 mm - made of high-quality stainless steel, satin - including non-corrosive and tested HEWI fixing material for wall mounting and sealing tape for sealing the drilling points Article no.: HEWI 900.22.1S0XA | https://catalog.hewi.com/en/p/900221S0XA | https://catalog.hewi.com/storage/downloads/HEWI_900_22_1S0XA_en.pdf
900.22.1S2XA | HEWI L-shaped support rail, special length | L-shaped support rail, System 900 - vertical and horizontal rails, joined at right-angles with mounting roses - left-hand version - horizontal length made-to-measure from 300 mm to 850 mm, vertical length made-to-measure from 600 mm to 1100 mm, 88 mm deep - rail diameter 32 mm, tube thickness 2 mm, rose diameter 70 mm - made of high-quality stainless steel, satin - including non-corrosive and tested HEWI fixing material for wall mounting and sealing tape for sealing the drilling points Article no.: HEWI 900.22.1S2XA | https://catalog.hewi.com/en/p/900221S2XA | https://catalog.hewi.com/storage/downloads/HEWI_900_22_1S2XA_en.pdf
900.22.1S3XA | HEWI L-shaped support rail | L-shaped support rail with toilet roll holder, System 900 - vertical and horizontal rails, joined at right-angles with mounting roses - right-hand version - horizontal length made-to-measure from 300 mm to 850 mm, vertical length made-to-measure from 600 mm to 1100 mm, 88 mm deep - rail diameter 32 mm, tube thickness 2 mm, rose diameter 70 mm - made of high-quality stainless steel, satin - including non-corrosive and tested HEWI fixing material for wall mounting and sealing tape for sealing the drilling points Article no.: HEWI 900.22.1S3XA | https://catalog.hewi.com/en/p/900221S3XA | https://catalog.hewi.com/storage/downloads/HEWI_900_22_1S3XA_en.pdf
900.22.1S4XA | HEWI L-shaped support rail | L-shaped support rail with toilet roll holder, System 900 - vertical and horizontal rails, joined at right-angles with mounting roses - left-hand version - horizontal length made-to-measure from 300 mm to 850 mm, vertical length made-to-measure from 600 mm to 1100 mm, 88 mm deep - rail diameter 32 mm, tube thickness 2 mm, rose diameter 70 mm - made of high-quality stainless steel, satin - including non-corrosive and tested HEWI fixing material for wall mounting and sealing tape for sealing the drilling points Article no.: HEWI 900.22.1S4XA | https://catalog.hewi.com/en/p/900221S4XA | https://catalog.hewi.com/storage/downloads/HEWI_900_22_1S4XA_en.pdf
900.22.30040 | HEWI L-shaped support rail | L-shaped support rail, System 900 - rails joined at a flat angle with mounting roses - right-hand version - fixing spacings 620 mm and 283 mm, 135° angle, 88 mm deep - rail diameter 32 mm, tube thickness 2 mm, rose diameter 70 mm - made of high-quality stainless steel, chrome - including non-corrosive and tested HEWI fixing material for wall mounting and sealing tape for sealing the drilling points Article no.: HEWI 900.22.30040 | https://catalog.hewi.com/en/p/9002230040 | https://catalog.hewi.com/storage/downloads/HEWI_900_22_30040_en.pdf
900.22.30060 | HEWI L-shaped support rail | L-shaped support rail, System 900 - rails joined at a flat angle with mounting roses - right-hand version - fixing spacings 620 mm and 283 mm, 135° angle, 88 mm deep - rail diameter 32 mm, tube thickness 2 mm, rose diameter 70 mm - made of high-quality stainless steel, powder-coated in HEWI colours DX (matt white), DC (matt black) and SC (matt dark grey pearl mica) - including non-corrosive and tested HEWI fixing material for wall mounting and sealing tape for sealing the drilling points Article no.: HEWI 900.22.30060 | https://catalog.hewi.com/en/p/9002230060 | https://catalog.hewi.com/storage/downloads/HEWI_900_22_30060_en.pdf
900.22.300XA | HEWI L-shaped support rail | L-shaped support rail, System 900 - rails joined at a flat angle with mounting roses - right-hand version - fixing spacings 620 mm and 283 mm, 135° angle, 88 mm deep - rail diameter 32 mm, tube thickness 2 mm, rose diameter 70 mm - made of high-quality stainless steel, satin - including non-corrosive and tested HEWI fixing material for wall mounting and sealing tape for sealing the drilling points Article no.: HEWI 900.22.300XA | https://catalog.hewi.com/en/p/90022300XA | https://catalog.hewi.com/storage/downloads/HEWI_900_22_300XA_en.pdf
900.22.30140 | HEWI L-shaped support rail | L-shaped support rail, System 900 - rails joined at a flat angle with mounting roses - left-hand version - fixing spacings 620 mm and 283 mm, 135° angle, 88 mm deep - rail diameter 32 mm, tube thickness 2 mm, rose diameter 70 mm - made of high-quality stainless steel, chrome - including non-corrosive and tested HEWI fixing material for wall mounting and sealing tape for sealing the drilling points Article no.: HEWI 900.22.30140 | https://catalog.hewi.com/en/p/9002230140 | https://catalog.hewi.com/storage/downloads/HEWI_900_22_30140_en.pdf
900.22.30160 | HEWI L-shaped support rail | L-shaped support rail, System 900 - rails joined at a flat angle with mounting roses - left-hand version - fixing spacings 620 mm and 283 mm, 135° angle, 88 mm deep - rail diameter 32 mm, tube thickness 2 mm, rose diameter 70 mm - made of high-quality stainless steel, powder-coated in HEWI colours DX (matt white), DC (matt black) and SC (matt dark grey pearl mica) - including non-corrosive and tested HEWI fixing material for wall mounting and sealing tape for sealing the drilling points Article no.: HEWI 900.22.30160 | https://catalog.hewi.com/en/p/9002230160 | https://catalog.hewi.com/storage/downloads/HEWI_900_22_30160_en.pdf
900.22.301XA | HEWI L-shaped support rail | L-shaped support rail, System 900 - rails joined at a flat angle with mounting roses - left-hand version - fixing spacings 620 mm and 283 mm, 135° angle, 88 mm deep - rail diameter 32 mm, tube thickness 2 mm, rose diameter 70 mm - made of high-quality stainless steel, satin - including non-corrosive and tested HEWI fixing material for wall mounting and sealing tape for sealing the drilling points Article no.: HEWI 900.22.301XA | https://catalog.hewi.com/en/p/90022301XA | https://catalog.hewi.com/storage/downloads/HEWI_900_22_301XA_en.pdf
900.22.30240 | HEWI L-shaped support rail | L-shaped support rail with toilet roll holder, System 900 - rails joined at a flat angle with mounting roses - right-hand version - fixing spacings 620 mm and 283 mm, 135° angle, 88 mm deep - rail diameter 32 mm, tube thickness 2 mm, rose diameter 70 mm - made of high-quality stainless steel, chrome - including non-corrosive and tested HEWI fixing material for wall mounting and sealing tape for sealing the drilling points Article no.: HEWI 900.22.30240 | https://catalog.hewi.com/en/p/9002230240 | https://catalog.hewi.com/storage/downloads/HEWI_900_22_30240_en.pdf
900.22.30260 | HEWI L-shaped support rail | L-shaped support rail with toilet roll holder, System 900 - rails joined at a flat angle with mounting roses - right-hand version - fixing spacings 620 mm and 283 mm, 135° angle, 88 mm deep - rail diameter 32 mm, tube thickness 2 mm, rose diameter 70 mm - made of high-quality stainless steel, powder-coated in HEWI colours DX (matt white), DC (matt black) and SC (matt dark grey pearl mica) - including non-corrosive and tested HEWI fixing material for wall mounting and sealing tape for sealing the drilling points Article no.: HEWI 900.22.30260 | https://catalog.hewi.com/en/p/9002230260 | https://catalog.hewi.com/storage/downloads/HEWI_900_22_30260_en.pdf
900.22.302XA | HEWI L-shaped support rail | L-shaped support rail with toilet roll holder, System 900 - rails joined at a flat angle with mounting roses - right-hand version - fixing spacings 620 mm and 283 mm, 135° angle, 88 mm deep - rail diameter 32 mm, tube thickness 2 mm, rose diameter 70 mm - made of high-quality stainless steel, satin - including non-corrosive and tested HEWI fixing material for wall mounting and sealing tape for sealing the drilling points Article no.: HEWI 900.22.302XA | https://catalog.hewi.com/en/p/90022302XA | https://catalog.hewi.com/storage/downloads/HEWI_900_22_302XA_en.pdf
900.22.30340 | HEWI L-shaped support rail | L-shaped support rail with toilet roll holder, System 900 - rails joined at a flat angle with mounting roses - left-hand version - fixing spacings 620 mm and 283 mm, 135° angle, 88 mm deep - rail diameter 32 mm, tube thickness 2 mm, rose diameter 70 mm - made of high-quality stainless steel, chrome - including non-corrosive and tested HEWI fixing material for wall mounting and sealing tape for sealing the drilling points Article no.: HEWI 900.22.30340 | https://catalog.hewi.com/en/p/9002230340 | https://catalog.hewi.com/storage/downloads/HEWI_900_22_30340_en.pdf
900.22.30360 | HEWI L-shaped support rail | L-shaped support rail with toilet roll holder, System 900 - rails joined at a flat angle with mounting roses - left-hand version - fixing spacings 620 mm and 283 mm, 135° angle, 88 mm deep - rail diameter 32 mm, tube thickness 2 mm, rose diameter 70 mm - made of high-quality stainless steel, powder-coated in HEWI colours DX (matt white), DC (matt black) and SC (matt dark grey pearl mica) - including non-corrosive and tested HEWI fixing material for wall mounting and sealing tape for sealing the drilling points Article no.: HEWI 900.22.30360 | https://catalog.hewi.com/en/p/9002230360 | https://catalog.hewi.com/storage/downloads/HEWI_900_22_30360_en.pdf
900.22.303XA | HEWI L-shaped support rail | L-shaped support rail with toilet roll holder, System 900 - rails joined at a flat angle with mounting roses - left-hand version - fixing spacings 620 mm and 283 mm, 135° angle, 88 mm deep - rail diameter 32 mm, tube thickness 2 mm, rose diameter 70 mm - made of high-quality stainless steel, satin - including non-corrosive and tested HEWI fixing material for wall mounting and sealing tape for sealing the drilling points Article no.: HEWI 900.22.303XA | https://catalog.hewi.com/en/p/90022303XA | https://catalog.hewi.com/storage/downloads/HEWI_900_22_303XA_en.pdf
900.22.30460 | HEWI L-shaped support rail | L-shaped support rail, System 900 - Rails joined at a flat angle with mounting roses - Right-hand version - Centre-to-centre 400 mm and 400 mm, Angle 135°, 88 mm deep - Rail diameter 32 mm, Tube thickness 2 mm, Rose diameter 70 mm - Made of high-quality stainless steel, Powder-coated in HEWI colours DX (matt white)), DC (matt black) and SC (matt dark grey pearl mica) - Including non-corrosive and tested HEWI fixing material for wall mounting and sealing tape to seal the drilling points Article no.: HEWI 900.22.30460 | https://catalog.hewi.com/en/p/9002230460 | https://catalog.hewi.com/storage/downloads/HEWI_900_22_30460_en.pdf
900.22.304XA | HEWI L-shaped support rail | L-shaped support rail, System 900 - Rails joined at a flat angle with mounting roses - Centre-to-centre 400 mm and 400 mm, Angle 135°, 88 mm deep - Rail diameter 32 mm, Tube thickness 2 mm, Rose diameter 70 mm - Made of high-quality stainless steel, Satin surface finish - Including non-corrosive and tested HEWI fixing material for wall mounting and sealing tape to seal the drilling points Article no.: HEWI 900.22.304XA | https://catalog.hewi.com/en/p/90022304XA | https://catalog.hewi.com/storage/downloads/HEWI_900_22_304XA_en.pdf
900.22.33040 | HEWI L-shaped support rail | L-shaped support rail, System 900 - rails joined at a flat angle with mounting roses - right-hand version - fixing spacings 620 mm and 283 mm, 135° angle, 87 mm deep - rail diameter 30 mm, tube thickness 2 mm, rose diameter 70 mm - made of high-quality stainless steel, chrome - including non-corrosive and tested HEWI fixing material for wall mounting and sealing tape for sealing the drilling points Article no.: HEWI 900.22.33040 | https://catalog.hewi.com/en/p/9002233040 | https://catalog.hewi.com/storage/downloads/HEWI_900_22_33040_en.pdf
900.22.33060 | HEWI L-shaped support rail | L-shaped support rail, System 900 - rails joined at a flat angle with mounting roses - right-hand version - fixing spacings 620 mm and 283 mm, 135° angle, 87 mm deep - rail diameter 30 mm, tube thickness 2 mm, rose diameter 70 mm - made of high-quality stainless steel, powder-coated in HEWI colours DX (matt white), DC (matt black) and SC (matt dark grey pearl mica) - including non-corrosive and tested HEWI fixing material for wall mounting and sealing tape for sealing the drilling points Article no.: HEWI 900.22.33060 | https://catalog.hewi.com/en/p/9002233060 | https://catalog.hewi.com/storage/downloads/HEWI_900_22_33060_en.pdf
900.22.33140 | HEWI L-shaped support rail | L-shaped support rail, System 900 - rails joined at a flat angle with mounting roses - left-hand version - fixing spacings 620 mm and 283 mm, 135° angle, 87 mm deep - rail diameter 30 mm, tube thickness 2 mm, rose diameter 70 mm - made of high-quality stainless steel, chrome - including non-corrosive and tested HEWI fixing material for wall mounting and sealing tape for sealing the drilling points Article no.: HEWI 900.22.33140 | https://catalog.hewi.com/en/p/9002233140 | https://catalog.hewi.com/storage/downloads/HEWI_900_22_33140_en.pdf
900.22.33160 | HEWI L-shaped support rail | L-shaped support rail, System 900 - rails joined at a flat angle with mounting roses - left-hand version - fixing spacings 620 mm and 283 mm, 135° angle, 87 mm deep - rail diameter 30 mm, tube thickness 2 mm, rose diameter 70 mm - made of high-quality stainless steel, powder-coated in HEWI colours DX (matt white), DC (matt black) and SC (matt dark grey pearl mica) - including non-corrosive and tested HEWI fixing material for wall mounting and sealing tape for sealing the drilling points Article no.: HEWI 900.22.33160 | https://catalog.hewi.com/en/p/9002233160 | https://catalog.hewi.com/storage/downloads/HEWI_900_22_33160_en.pdf
900.22.33240 | HEWI L-shaped support rail | L-shaped support rail with toilet roll holder, System 900 - rails joined at a flat angle with mounting roses - right-hand version - fixing spacings 620 mm and 283 mm, 135° angle, 87 mm deep - rail diameter 30 mm, tube thickness 2 mm, rose diameter 70 mm - made of high-quality stainless steel, chrome - including non-corrosive and tested HEWI fixing material for wall mounting and sealing tape for sealing the drilling points Article no.: HEWI 900.22.33240 | https://catalog.hewi.com/en/p/9002233240 | https://catalog.hewi.com/storage/downloads/HEWI_900_22_33240_en.pdf
900.22.33260 | HEWI L-shaped support rail | L-shaped support rail with toilet roll holder, System 900 - rails joined at a flat angle with mounting roses - right-hand version - fixing spacings 620 mm and 283 mm, 135° angle, 87 mm deep - rail diameter 30 mm, tube thickness 2 mm, rose diameter 70 mm - made of high-quality stainless steel, powder-coated in HEWI colours DX (matt white), DC (matt black) and SC (matt dark grey pearl mica) - including non-corrosive and tested HEWI fixing material for wall mounting and sealing tape for sealing the drilling points Article no.: HEWI 900.22.33260 | https://catalog.hewi.com/en/p/9002233260 | https://catalog.hewi.com/storage/downloads/HEWI_900_22_33260_en.pdf
900.22.33340 | HEWI L-shaped support rail | L-shaped support rail with toilet roll holder, System 900 - rails joined at a flat angle with mounting roses - left-hand version - fixing spacings 620 mm and 283 mm, 135° angle, 87 mm deep - rail diameter 30 mm, tube thickness 2 mm, rose diameter 70 mm - made of high-quality stainless steel, chrome - including non-corrosive and tested HEWI fixing material for wall mounting and sealing tape for sealing the drilling points Article no.: HEWI 900.22.33340 | https://catalog.hewi.com/en/p/9002233340 | https://catalog.hewi.com/storage/downloads/HEWI_900_22_33340_en.pdf
900.22.33360 | HEWI L-shaped support rail | L-shaped support rail with toilet roll holder, System 900 - rails joined at a flat angle with mounting roses - left-hand version - fixing spacings 620 mm and 283 mm, 135° angle, 87 mm deep - rail diameter 30 mm, tube thickness 2 mm, rose diameter 70 mm - made of high-quality stainless steel, powder-coated in HEWI colours DX (matt white), DC (matt black) and SC (matt dark grey pearl mica) - including non-corrosive and tested HEWI fixing material for wall mounting and sealing tape for sealing the drilling points Article no.: HEWI 900.22.33360 | https://catalog.hewi.com/en/p/9002233360 | https://catalog.hewi.com/storage/downloads/HEWI_900_22_33360_en.pdf
900.22.33460 | HEWI L-shaped support rail | L-shaped support rail, System 900 - Rails joined at a flat angle with mounting roses - Centre-to-centre 400 mm and 400 mm, Angle 135°, 88 mm deep - Rail diameter 30 mm, Tube thickness 2 mm, Rose diameter 70 mm - Made of high-quality stainless steel, Powder-coated in HEWI colours DX (matt white)), DC (matt black) and SC (matt dark grey pearl mica) - Including non-corrosive and tested HEWI fixing material for wall mounting and sealing tape to seal the drilling points Article no.: HEWI 900.22.33460 | https://catalog.hewi.com/en/p/9002233460 | https://catalog.hewi.com/storage/downloads/HEWI_900_22_33460_en.pdf
900.33.00040 | HEWI Rail with shower head holder | Shower head rail, System 900 - vertical rail with supports perpendicular to the wall, mounting and shower head holder - fixing spacing 600 mm, 88 mm deep - rail diameter 32 mm, tube thickness 2 mm, rose diameter 70 mm - made of stainless steel, chrome - shower head holder made of high-quality matt polyamide in the HEWI colours 98 (signal white) and 92 (anthracite grey) - suitable for shower heads of various manufacturers - shower head holder can be tilted continuously and, after pressing a large pushbutton, its height can be adjusted - conical adapter on shower head holder makes it easier to hook in the shower head - including non-corrosive and tested HEWI fixing material for wall mounting and sealing tape for sealing the drilling points Article no.: HEWI 900.33.00040 | https://catalog.hewi.com/en/p/9003300040 | https://catalog.hewi.com/storage/downloads/HEWI_900_33_00040_en.pdf
900.33.00060 | HEWI Rail with shower head holder | Shower head rail, System 900 - vertical rail with supports perpendicular to the wall, mounting and shower head holder - fixing spacing 600 mm, 88 mm deep - rail diameter 32 mm, tube thickness 2 mm, rose diameter 70 mm - made of high-quality stainless steel, powder-coated in the HEWI colour CV (matt black) and ER (matt dark grey pearl mica) with a showerhead holder in matt black polyamide or powder-coated in the HEWI colour AS (matt white) with a showerhead holder in matt white polyamide - suitable for shower heads of various manufacturers - shower head holder can be tilted continuously and, after pressing a large pushbutton, its height can be adjusted - conical adapter on shower head holder makes it easier to hook in the shower head - including non-corrosive and tested HEWI fixing material for wall mounting and sealing tape for sealing the drilling points Article no.: HEWI 900.33.00060 | https://catalog.hewi.com/en/p/9003300060 | https://catalog.hewi.com/storage/downloads/HEWI_900_33_00060_en.pdf
900.33.000XA | HEWI Rail with shower head holder | Shower head rail, System 900 - vertical rail with supports perpendicular to the wall, mounting and shower head holder - fixing spacing 600 mm, 88 mm deep - rail diameter 32 mm, tube thickness 2 mm, rose diameter 70 mm - made of stainless steel, satin - shower head holder made of high-quality matt polyamide in the HEWI colours 98 (signal white) and 92 (anthracite grey) - suitable for shower heads of various manufacturers - shower head holder can be tilted continuously and, after pressing a large pushbutton, its height can be adjusted - conical adapter on shower head holder makes it easier to hook in the shower head - including non-corrosive and tested HEWI fixing material for wall mounting and sealing tape for sealing the drilling points Article no.: HEWI 900.33.000XA | https://catalog.hewi.com/en/p/90033000XA | https://catalog.hewi.com/storage/downloads/HEWI_900_33_000XA_en.pdf
900.33.00140 | HEWI Rail with shower head holder | Shower head rail, System 900 - vertical rail with supports perpendicular to the wall, mounting and shower head holder - fixing spacing 900 mm, 88 mm deep - rail diameter 32 mm, tube thickness 2 mm, rose diameter 70 mm - made of stainless steel, chrome - shower head holder made of high-quality matt polyamide in the HEWI colours 98 (signal white) and 92 (anthracite grey) - suitable for shower heads of various manufacturers - shower head holder can be tilted continuously and, after pressing a large pushbutton, its height can be adjusted - conical adapter on shower head holder makes it easier to hook in the shower head - including non-corrosive and tested HEWI fixing material for wall mounting and sealing tape for sealing the drilling points Article no.: HEWI 900.33.00140 | https://catalog.hewi.com/en/p/9003300140 | https://catalog.hewi.com/storage/downloads/HEWI_900_33_00140_en.pdf
900.33.00160 | HEWI Rail with shower head holder | Shower head rail, System 900 - vertical rail with supports perpendicular to the wall, mounting and shower head holder - fixing spacing 900 mm, 88 mm deep - rail diameter 32 mm, tube thickness 2 mm, rose diameter 70 mm - made of high-quality stainless steel, powder-coated in the HEWI colour CV (matt black) and ER (matt dark grey pearl mica) with a showerhead holder in matt black polyamide or powder-coated in the HEWI colour AS (matt white) with a showerhead holder in matt white polyamide - suitable for shower heads of various manufacturers - shower head holder can be tilted continuously and, after pressing a large pushbutton, its height can be adjusted - conical adapter on shower head holder makes it easier to hook in the shower head - including non-corrosive and tested HEWI fixing material for wall mounting and sealing tape for sealing the drilling points Article no.: HEWI 900.33.00160 | https://catalog.hewi.com/en/p/9003300160 | https://catalog.hewi.com/storage/downloads/HEWI_900_33_00160_en.pdf
900.33.001XA | HEWI Rail with shower head holder | Shower head rail, System 900 - vertical rail with supports perpendicular to the wall, mounting and shower head holder - fixing spacing 900 mm, 88 mm deep - rail diameter 32 mm, tube thickness 2 mm, rose diameter 70 mm - made of stainless steel, satin - shower head holder made of high-quality matt polyamide in the HEWI colours 98 (signal white) and 92 (anthracite grey) - suitable for shower heads of various manufacturers - shower head holder can be tilted continuously and, after pressing a large pushbutton, its height can be adjusted - conical adapter on shower head holder makes it easier to hook in the shower head - including non-corrosive and tested HEWI fixing material for wall mounting and sealing tape for sealing the drilling points Article no.: HEWI 900.33.001XA | https://catalog.hewi.com/en/p/90033001XA | https://catalog.hewi.com/storage/downloads/HEWI_900_33_001XA_en.pdf
900.33.00240 | HEWI Rail with shower head holder | Shower head rail, System 900 - vertical rail with supports perpendicular to the wall, mounting and shower head holder - fixing spacing 1100 mm, 88 mm deep - rail diameter 32 mm, tube thickness 2 mm, rose diameter 70 mm - made of stainless steel, chrome - shower head holder made of high-quality matt polyamide in the HEWI colours 98 (signal white) and 92 (anthracite grey) - suitable for shower heads of various manufacturers - shower head holder can be tilted continuously and, after pressing a large pushbutton, its height can be adjusted - conical adapter on shower head holder makes it easier to hook in the shower head - including non-corrosive and tested HEWI fixing material for wall mounting and sealing tape for sealing the drilling points Article no.: HEWI 900.33.00240 | https://catalog.hewi.com/en/p/9003300240 | https://catalog.hewi.com/storage/downloads/HEWI_900_33_00240_en.pdf
900.33.00260 | HEWI Rail with shower head holder | Shower head rail, System 900 - vertical rail with supports perpendicular to the wall, mounting and shower head holder - fixing spacing 1100 mm, 88 mm deep - rail diameter 32 mm, tube thickness 2 mm, rose diameter 70 mm - made of high-quality stainless steel, powder-coated in the HEWI colour CV (matt black) and ER (matt dark grey pearl mica) with a showerhead holder in matt black polyamide or powder-coated in the HEWI colour AS (matt white) with a showerhead holder in matt white polyamide - suitable for shower heads of various manufacturers - shower head holder can be tilted continuously and, after pressing a large pushbutton, its height can be adjusted - conical adapter on shower head holder makes it easier to hook in the shower head - including non-corrosive and tested HEWI fixing material for wall mounting and sealing tape for sealing the drilling points Article no.: HEWI 900.33.00260 | https://catalog.hewi.com/en/p/9003300260 | https://catalog.hewi.com/storage/downloads/HEWI_900_33_00260_en.pdf
900.33.002XA | HEWI Rail with shower head holder | Shower head rail, System 900 - vertical rail with supports perpendicular to the wall, mounting and shower head holder - fixing spacing 1100 mm, 88 mm deep - rail diameter 32 mm, tube thickness 2 mm, rose diameter 70 mm - made of stainless steel, satin - shower head holder made of high-quality matt polyamide in the HEWI colours 98 (signal white) and 92 (anthracite grey) - suitable for shower heads of various manufacturers - shower head holder can be tilted continuously and, after pressing a large pushbutton, its height can be adjusted - conical adapter on shower head holder makes it easier to hook in the shower head - including non-corrosive and tested HEWI fixing material for wall mounting and sealing tape for sealing the drilling points Article no.: HEWI 900.33.002XA | https://catalog.hewi.com/en/p/90033002XA | https://catalog.hewi.com/storage/downloads/HEWI_900_33_002XA_en.pdf
900.33.03040 | HEWI Rail with shower head holder | Shower head rail, System 900 - vertical rail with supports perpendicular to the wall, mounting and shower head holder - fixing spacing 600 mm, 85 mm deep - rail diameter 25 mm, tube thickness 2 mm, rose diameter 70 mm - made of stainless steel, chrome - shower head holder made of synthetic material, chrome - suitable for shower heads of various manufacturers - shower head holder can be tilted with detent and height-adjusted by turning with spring-assisted return - conical adapter on shower head holder makes it easier to hook in the shower head - including non-corrosive and tested HEWI fixing material for wall mounting and sealing tape for sealing the drilling points Article no.: HEWI 900.33.03040 | https://catalog.hewi.com/en/p/9003303040 | https://catalog.hewi.com/storage/downloads/HEWI_900_33_03040_en.pdf
900.33.03060 | HEWI Rail with shower head holder | Shower head rail, System 900 - vertical rail with supports perpendicular to the wall, mounting and shower head holder - fixing spacing 600 mm, 85 mm deep - rail diameter 25 mm, tube thickness 2 mm, rose diameter 70 mm - made of high-quality stainless steel, powder-coated in HEWI colours WD (matt white), JK (matt black) and DD (matt dark grey pearl mica) - shower head holder made of synthetic material, chrome - suitable for shower heads of various manufacturers - shower head holder can be tilted with detent and height-adjusted by turning with spring-assisted return - conical adapter on shower head holder makes it easier to hook in the shower head - including non-corrosive and tested HEWI fixing material for wall mounting and sealing tape for sealing the drilling points Article no.: HEWI 900.33.03060 | https://catalog.hewi.com/en/p/9003303060 | https://catalog.hewi.com/storage/downloads/HEWI_900_33_03060_en.pdf
900.33.03140 | HEWI Rail with shower head holder | Shower head rail, System 900 - vertical rail with supports perpendicular to the wall, mounting and shower head holder - fixing spacing 900 mm, 85 mm deep - rail diameter 25 mm, tube thickness 2 mm, rose diameter 70 mm - made of stainless steel, chrome - shower head holder made of synthetic material, chrome - suitable for shower heads of various manufacturers - shower head holder can be tilted with detent and height-adjusted by turning with spring-assisted return - conical adapter on shower head holder makes it easier to hook in the shower head - including non-corrosive and tested HEWI fixing material for wall mounting and sealing tape for sealing the drilling points Article no.: HEWI 900.33.03140 | https://catalog.hewi.com/en/p/9003303140 | https://catalog.hewi.com/storage/downloads/HEWI_900_33_03140_en.pdf
900.33.03160 | HEWI Rail with shower head holder | Shower head rail, System 900 - vertical rail with supports perpendicular to the wall, mounting and shower head holder - fixing spacing 900 mm, 85 mm deep - rail diameter 25 mm, tube thickness 2 mm, rose diameter 70 mm - made of high-quality stainless steel, powder-coated in HEWI colours WD (matt white), JK (matt black) and DD (matt dark grey pearl mica) - shower head holder made of synthetic material, chrome - suitable for shower heads of various manufacturers - shower head holder can be tilted with detent and height-adjusted by turning with spring-assisted return - conical adapter on shower head holder makes it easier to hook in the shower head - including non-corrosive and tested HEWI fixing material for wall mounting and sealing tape for sealing the drilling points Article no.: HEWI 900.33.03160 | https://catalog.hewi.com/en/p/9003303160 | https://catalog.hewi.com/storage/downloads/HEWI_900_33_03160_en.pdf
900.33.03240 | HEWI Rail with shower head holder | Shower head rail, System 900 - vertical rail with supports perpendicular to the wall, mounting and shower head holder - fixing spacing 1100 mm, 85 mm deep - rail diameter 25 mm, tube thickness 2 mm, rose diameter 70 mm - made of stainless steel, chrome - shower head holder made of synthetic material, chrome - suitable for shower heads of various manufacturers - shower head holder can be tilted with detent and height-adjusted by turning with spring-assisted return - conical adapter on shower head holder makes it easier to hook in the shower head - including non-corrosive and tested HEWI fixing material for wall mounting and sealing tape for sealing the drilling points Article no.: HEWI 900.33.03240 | https://catalog.hewi.com/en/p/9003303240 | https://catalog.hewi.com/storage/downloads/HEWI_900_33_03240_en.pdf
900.33.03260 | HEWI Rail with shower head holder | Shower head rail, System 900 - vertical rail with supports perpendicular to the wall, mounting and shower head holder - fixing spacing 1100 mm, 85 mm deep - rail diameter 25 mm, tube thickness 2 mm, rose diameter 70 mm - made of high-quality stainless steel, powder-coated in HEWI colours WD (matt white), JK (matt black) and DD (matt dark grey pearl mica) - shower head holder made of synthetic material, chrome - suitable for shower heads of various manufacturers - shower head holder can be tilted with detent and height-adjusted by turning with spring-assisted return - conical adapter on shower head holder makes it easier to hook in the shower head - including non-corrosive and tested HEWI fixing material for wall mounting and sealing tape for sealing the drilling points Article no.: HEWI 900.33.03260 | https://catalog.hewi.com/en/p/9003303260 | https://catalog.hewi.com/storage/downloads/HEWI_900_33_03260_en.pdf
900.33.06040 | HEWI Rail with shower head holder (ADA) | Shower head rail, System 900 - vertical rail with supports perpendicular to the wall, mounting and shower head holder - c to c 24 inch (610 mm), 2 3/4 inch (70 mm) deep - rail diameter 1 1/4 inch (32 mm), tube thickness 1/16 inch (2 mm), rose diameter 2 3/4 inch (70 mm) - load capacity up to 330 lbs (150 kg) - made of stainless steel, chrome - shower head holder made of high-quality matt polyamide in the HEWI colors 98 (signal white) and 92 (anthracite gray) - suitable for handheld shower heads from various manufacturers - shower head holder can be tilted continuously and, after pressing a large pushbutton, its height can be adjusted - cone-shaped insert on the shower head holder makes it easier to mount the handheld shower head - including non-corrosive and tested HEWI fixing material for wall mounting and sealing tape for sealing the drilling points - meets the requirements of 2010 ADA standards and ICC/ANSI A117.1-2017 Article no.: HEWI 900.33.06040 | https://catalog.hewi.com/en/p/9003306040 | https://catalog.hewi.com/storage/downloads/HEWI_900_33_06040_en.pdf
900.33.06060 | HEWI Rail with shower head holder (ADA) | Shower head rail, System 900 - vertical rail with supports perpendicular to the wall, mounting and shower head holder - fixing spacing 24 inch (610 mm), 2 3/4 inch (70 mm) deep - rail diameter 1 1/4 inch (32 mm), tube thickness 1/16 inch (2 mm), rose diameter 2 3/4 inch (70 mm) - made of high-quality stainless steel, powder-coated in the HEWI colour CV (matt black) and ER (matt dark grey pearl mica) with a showerhead holder in matt black polyamide or powder-coated in the HEWI colour AS (matt white) with a showerhead holder in matt white polyamide - suitable for shower heads of various manufacturers - shower head holder can be tilted continuously and, after pressing a pushbutton, its height can be adjusted - conical adapter on shower head holder makes it easier to hook in the shower head - including non-corrosive and tested HEWI fixing material for wall mounting and sealing tape for sealing the drilling points - fulfils the requirements of the 2010 ADA Standards and ICC/ANSI A117.1-2017. Article no.: HEWI 900.33.06060 | https://catalog.hewi.com/en/p/9003306060 | https://catalog.hewi.com/storage/downloads/HEWI_900_33_06060_en.pdf
900.33.060XA | HEWI Rail with shower head holder (ADA) | Shower head rail, System 900 - vertical rail with supports perpendicular to the wall, mounting and shower head holder - c to c 24 inch (610 mm), 2 3/4 inch (70 mm) deep - rail diameter 1 1/4 inch (32 mm), tube thickness 1/16 inch (2 mm), rose diameter 2 3/4 inch (70 mm) - load capacity up to 330 lbs (150 kg) - made of stainless steel, matt sanded - shower head holder made of high-quality matt polyamide in the HEWI colors 98 (signal white) and 92 (anthracite gray) - suitable for handheld shower heads from various manufacturers - shower head holder can be tilted continuously and, after pressing a large pushbutton, its height can be adjusted - cone-shaped insert on the shower head holder makes it easier to mount the handheld shower head - including non-corrosive and tested HEWI fixing material for wall mounting and sealing tape for sealing the drilling points - meets the requirements of 2010 ADA standards and ICC/ANSI A117.1-2017 Article no.: HEWI 900.33.060XA | https://catalog.hewi.com/en/p/90033060XA | https://catalog.hewi.com/storage/downloads/HEWI_900_33_060XA_en.pdf
900.33.0S0XA | HEWI Rail with shower head holder, special length | Shower head rail, System 900 - vertical rail with supports perpendicular to the wall, mounting and shower head holder - fixing spacing made-to-measure from 600 to 1250 mm, 88 mm deep - rail diameter 32 mm, tube thickness 2 mm, rose diameter 70 mm - made of stainless steel, satin - shower head holder made of high-quality matt polyamide in the HEWI colours 98 (signal white) and 92 (anthracite grey) - suitable for shower heads of various manufacturers - shower head holder can be tilted continuously and, after pressing a large pushbutton, its height can be adjusted - conical adapter on shower head holder makes it easier to hook in the shower head - including non-corrosive and tested HEWI fixing material for wall mounting and sealing tape for sealing the drilling points Article no.: HEWI 900.33.0S0XA | https://catalog.hewi.com/en/p/900330S0XA | https://catalog.hewi.com/storage/downloads/HEWI_900_33_0S0XA_en.pdf
900.33.0S2XA | HEWI Grab bar with shower head holder (ADA) | Shower head rail, System 900 - vertical rail with supports perpendicular to the wall, mounting and shower head holder - fixing spacing made-to-measure from 23 5/8 inch (600 mm) to 49 3/16 inch (1250 mm), 2 3/4 inch (70 mm) deep - rail diameter 1 1/4 inch (32 mm), tube thickness 1/16 inch (2 mm), rose diameter 2 3/4 inch (70 mm) - maximum loading capacity 330 lbs (150 kg) - made of high-quality stainless steel, satin - shower head holder made of high-quality matt polyamide in HEWI colours 98 (signal white) and 92 (anthracite grey) - suitable for shower heads of various manufacturers - shower head holder can be tilted continuously and, after pressing a large pushbutton, its height can be adjusted - conical adapter on shower head holder makes it easier to hook in the shower head - including non-corrosive and tested HEWI fixing material for wall mounting and sealing tape for sealing the drilling points - meets requirements according to 2010 ADA standards and ICC / ANSI A117.1-2017 Article no.: HEWI 900.33.0S2XA | https://catalog.hewi.com/en/p/900330S2XA | https://catalog.hewi.com/storage/downloads/HEWI_900_33_0S2XA_en.pdf
900.33.20040 | HEWI L-shaped support rail with shower head holder | L-shaped support rail with shower head holder, System 900 - right-hand version - vertical and horizontal rails, joined at right-angles with mounting roses and a shower head holder - horizontal length 450 mm, vertical length 1250 mm, 88 mm deep - rail diameter 32 mm, rose diameter 70 mm - made of high-quality stainless steel, chrome - shower head holder made of high-quality matt polyamide in the HEWI colours 98 (signal white) and 92 (anthracite grey) - suitable for shower heads of various manufacturers - shower head holder can be tilted continuously and, after pressing a large pushbutton, its height can be adjusted - conical adapter on shower head holder makes it easier to hook in the handheld shower head - for mounting on the wall with specific HEWI fixing material and roses - including non-corrosive fixing material and sealing tape for sealing the drilling points - Please note when using with hanging seats: Compatibility check required. - A detailed list of possible combinations of hand rails, L-shaped rails and shower handrails with matching hanging seats can be found in our online catalogue in the download area of the respective product. Article no.: HEWI 900.33.20040 | https://catalog.hewi.com/en/p/9003320040 | https://catalog.hewi.com/storage/downloads/HEWI_900_33_20040_en.pdf
900.33.20060 | HEWI L-shaped support rail with shower head holder | L-shaped support rail with shower head holder, System 900 - right-hand version - vertical and horizontal rails, joined at right-angles with mounting roses and a shower head holder - horizontal length 450 mm, vertical length 1250 mm, 88 mm deep - rail diameter 32 mm, rose diameter 70 mm - made of high-quality stainless steel, powder-coated in the HEWI colour CV (matt black) and ER (matt dark grey pearl mica) with a showerhead holder in matt black polyamide or powder-coated in the HEWI colour AS (matt white) with a showerhead holder in matt white polyamide - suitable for shower heads of various manufacturers - shower head holder can be tilted continuously and, after pressing a large pushbutton, its height can be adjusted - conical adapter on shower head holder makes it easier to hook in the handheld shower head - for mounting on the wall with specific HEWI fixing material and roses - including non-corrosive fixing material and sealing tape for sealing the drilling points - Please note when using with hanging seats: Compatibility check required. - A detailed list of possible combinations of hand rails, L-shaped rails and shower handrails with matching hanging seats can be found in our online catalogue in the download area of the respective product. Article no.: HEWI 900.33.20060 | https://catalog.hewi.com/en/p/9003320060 | https://catalog.hewi.com/storage/downloads/HEWI_900_33_20060_en.pdf
900.33.200XA | HEWI L-shaped support rail with shower head holder | L-shaped support rail with shower head holder, System 900 - right-hand version - vertical and horizontal rails, joined at right-angles with mounting roses and a shower head holder - horizontal length 450 mm, vertical length 1250 mm, 88 mm deep - rail diameter 32 mm, rose diameter 70 mm - made of high-quality stainless steel, satin surface finish - shower head holder made of high-quality matt polyamide in the HEWI colours 98 (signal white) and 92 (anthracite grey) - suitable for shower heads of various manufacturers - shower head holder can be tilted continuously and, after pressing a large pushbutton, its height can be adjusted - conical adapter on shower head holder makes it easier to hook in the handheld shower head - for mounting on the wall with specific HEWI fixing material and roses - including non-corrosive fixing material and sealing tape for sealing the drilling points - Please note when using with hanging seats: Compatibility check required. - A detailed list of possible combinations of hand rails, L-shaped rails and shower handrails with matching hanging seats can be found in our online catalogue in the download area of the respective product. Article no.: HEWI 900.33.200XA | https://catalog.hewi.com/en/p/90033200XA | https://catalog.hewi.com/storage/downloads/HEWI_900_33_200XA_en.pdf
900.33.20140 | HEWI L-shaped support rail with shower head holder | L-shaped support rail with shower head holder, System 900 - right-hand version - vertical and horizontal rails, joined at right-angles with mounting roses and a shower head holder - horizontal length 600 mm, vertical length 1250 mm, 88 mm deep - rail diameter 32 mm, rose diameter 70 mm - made of high-quality stainless steel, chrome - shower head holder made of high-quality matt polyamide in the HEWI colours 98 (signal white) and 92 (anthracite grey) - suitable for shower heads of various manufacturers - shower head holder can be tilted continuously and, after pressing a large pushbutton, its height can be adjusted - conical adapter on shower head holder makes it easier to hook in the handheld shower head - for mounting on the wall with specific HEWI fixing material and roses - including non-corrosive fixing material and sealing tape for sealing the drilling points - Please note when using with hanging seats: Compatibility check required. - A detailed list of possible combinations of hand rails, L-shaped rails and shower handrails with matching hanging seats can be found in our online catalogue in the download area of the respective product. Article no.: HEWI 900.33.20140 | https://catalog.hewi.com/en/p/9003320140 | https://catalog.hewi.com/storage/downloads/HEWI_900_33_20140_en.pdf
900.33.20160 | HEWI L-shaped support rail with shower head holder | L-shaped support rail with shower head holder, System 900 - right-hand version - vertical and horizontal rails, joined at right-angles with mounting roses and a shower head holder - horizontal length 600 mm, vertical length 1250 mm, 88 mm deep - rail diameter 32 mm, rose diameter 70 mm - made of high-quality stainless steel, powder-coated in the HEWI colour CV (matt black) and ER (matt dark grey pearl mica) with a showerhead holder in matt black polyamide or powder-coated in the HEWI colour AS (matt white) with a showerhead holder in matt white polyamide - suitable for shower heads of various manufacturers - shower head holder can be tilted continuously and, after pressing a large pushbutton, its height can be adjusted - conical adapter on shower head holder makes it easier to hook in the handheld shower head - for mounting on the wall with specific HEWI fixing material and roses - including non-corrosive fixing material and sealing tape for sealing the drilling points - Please note when using with hanging seats: Compatibility check required. - A detailed list of possible combinations of hand rails, L-shaped rails and shower handrails with matching hanging seats can be found in our online catalogue in the download area of the respective product. Article no.: HEWI 900.33.20160 | https://catalog.hewi.com/en/p/9003320160 | https://catalog.hewi.com/storage/downloads/HEWI_900_33_20160_en.pdf
900.33.201XA | HEWI L-shaped support rail with shower head holder | L-shaped support rail with shower head holder, System 900 - right-hand version - vertical and horizontal rails, joined at right-angles with mounting roses and a shower head holder - horizontal length 600 mm, vertical length 1250 mm, 88 mm deep - rail diameter 32 mm, rose diameter 70 mm - made of high-quality stainless steel, satin surface finish - shower head holder made of high-quality matt polyamide in the HEWI colours 98 (signal white) and 92 (anthracite grey) - suitable for shower heads of various manufacturers - shower head holder can be tilted continuously and, after pressing a large pushbutton, its height can be adjusted - conical adapter on shower head holder makes it easier to hook in the handheld shower head - for mounting on the wall with specific HEWI fixing material and roses - including non-corrosive fixing material and sealing tape for sealing the drilling points - Please note when using with hanging seats: Compatibility check required. - A detailed list of possible combinations of hand rails, L-shaped rails and shower handrails with matching hanging seats can be found in our online catalogue in the download area of the respective product. Article no.: HEWI 900.33.201XA | https://catalog.hewi.com/en/p/90033201XA | https://catalog.hewi.com/storage/downloads/HEWI_900_33_201XA_en.pdf
900.33.20240 | HEWI L-shaped support rail with shower head holder | L-shaped support rail with shower head holder, System 900 - left-hand version - vertical and horizontal rails, joined at right-angles with mounting roses and a shower head holder - horizontal length 450 mm, vertical length 1250 mm, 88 mm deep - rail diameter 32 mm, rose diameter 70 mm - made of high-quality stainless steel, chrome - shower head holder made of high-quality matt polyamide in the HEWI colours 98 (signal white) and 92 (anthracite grey) - suitable for shower heads of various manufacturers - shower head holder can be tilted continuously and, after pressing a large pushbutton, its height can be adjusted - conical adapter on shower head holder makes it easier to hook in the handheld shower head - for mounting on the wall with specific HEWI fixing material and roses - including non-corrosive fixing material and sealing tape for sealing the drilling points - Please note when using with hanging seats: Compatibility check required. - A detailed list of possible combinations of hand rails, L-shaped rails and shower handrails with matching hanging seats can be found in our online catalogue in the download area of the respective product. Article no.: HEWI 900.33.20240 | https://catalog.hewi.com/en/p/9003320240 | https://catalog.hewi.com/storage/downloads/HEWI_900_33_20240_en.pdf
900.33.20260 | HEWI L-shaped support rail with shower head holder | L-shaped support rail with shower head holder, System 900 - left-hand version - vertical and horizontal rails, joined at right-angles with mounting roses and a shower head holder - horizontal length 450 mm, vertical length 1250 mm, 88 mm deep - rail diameter 32 mm, rose diameter 70 mm - made of high-quality stainless steel, powder-coated in the HEWI colour CV (matt black) and ER (matt dark grey pearl mica) with a showerhead holder in matt black polyamide or powder-coated in the HEWI colour AS (matt white) with a showerhead holder in matt white polyamide - suitable for shower heads of various manufacturers - shower head holder can be tilted continuously and, after pressing a large pushbutton, its height can be adjusted - conical adapter on shower head holder makes it easier to hook in the handheld shower head - for mounting on the wall with specific HEWI fixing material and roses - including non-corrosive fixing material and sealing tape for sealing the drilling points - Please note when using with hanging seats: Compatibility check required. - A detailed list of possible combinations of hand rails, L-shaped rails and shower handrails with matching hanging seats can be found in our online catalogue in the download area of the respective product. Article no.: HEWI 900.33.20260 | https://catalog.hewi.com/en/p/9003320260 | https://catalog.hewi.com/storage/downloads/HEWI_900_33_20260_en.pdf
900.33.202XA | HEWI L-shaped support rail with shower head holder | L-shaped support rail with shower head holder, System 900 - left-hand version - vertical and horizontal rails, joined at right-angles with mounting roses and a shower head holder - horizontal length 450 mm, vertical length 1250 mm, 88 mm deep - rail diameter 32 mm, rose diameter 70 mm - made of high-quality stainless steel, satin surface finish - shower head holder made of high-quality matt polyamide in the HEWI colours 98 (signal white) and 92 (anthracite grey) - suitable for shower heads of various manufacturers - shower head holder can be tilted continuously and, after pressing a large pushbutton, its height can be adjusted - conical adapter on shower head holder makes it easier to hook in the handheld shower head - for mounting on the wall with specific HEWI fixing material and roses - including non-corrosive fixing material and sealing tape for sealing the drilling points - Please note when using with hanging seats: Compatibility check required. - A detailed list of possible combinations of hand rails, L-shaped rails and shower handrails with matching hanging seats can be found in our online catalogue in the download area of the respective product. Article no.: HEWI 900.33.202XA | https://catalog.hewi.com/en/p/90033202XA | https://catalog.hewi.com/storage/downloads/HEWI_900_33_202XA_en.pdf
900.33.20340 | HEWI L-shaped support rail with shower head holder | L-shaped support rail with shower head holder, System 900 - left-hand version - vertical and horizontal rails, joined at right-angles with mounting roses and a shower head holder - horizontal length 600 mm, vertical length 1250 mm, 88 mm deep - rail diameter 32 mm, rose diameter 70 mm - made of high-quality stainless steel, chrome - shower head holder made of high-quality matt polyamide in the HEWI colours 98 (signal white) and 92 (anthracite grey) - suitable for shower heads of various manufacturers - shower head holder can be tilted continuously and, after pressing a large pushbutton, its height can be adjusted - conical adapter on shower head holder makes it easier to hook in the handheld shower head - for mounting on the wall with specific HEWI fixing material and roses - including non-corrosive fixing material and sealing tape for sealing the drilling points - Please note when using with hanging seats: Compatibility check required. - A detailed list of possible combinations of hand rails, L-shaped rails and shower handrails with matching hanging seats can be found in our online catalogue in the download area of the respective product. Article no.: HEWI 900.33.20340 | https://catalog.hewi.com/en/p/9003320340 | https://catalog.hewi.com/storage/downloads/HEWI_900_33_20340_en.pdf
900.33.20360 | HEWI L-shaped support rail with shower head holder | L-shaped support rail with shower head holder, System 900 - left-hand version - vertical and horizontal rails, joined at right-angles with mounting roses and a shower head holder - horizontal length 600 mm, vertical length 1250 mm, 88 mm deep - rail diameter 32 mm, rose diameter 70 mm - made of high-quality stainless steel, powder-coated in the HEWI colour CV (matt black) and ER (matt dark grey pearl mica) with a showerhead holder in matt black polyamide or powder-coated in the HEWI colour AS (matt white) with a showerhead holder in matt white polyamide - suitable for shower heads of various manufacturers - shower head holder can be tilted continuously and, after pressing a large pushbutton, its height can be adjusted - conical adapter on shower head holder makes it easier to hook in the handheld shower head - for mounting on the wall with specific HEWI fixing material and roses - including non-corrosive fixing material and sealing tape for sealing the drilling points - Please note when using with hanging seats: Compatibility check required. - A detailed list of possible combinations of hand rails, L-shaped rails and shower handrails with matching hanging seats can be found in our online catalogue in the download area of the respective product. Article no.: HEWI 900.33.20360 | https://catalog.hewi.com/en/p/9003320360 | https://catalog.hewi.com/storage/downloads/HEWI_900_33_20360_en.pdf
900.33.203XA | HEWI L-shaped support rail with shower head holder | L-shaped support rail with shower head holder, System 900 - left-hand version - vertical and horizontal rails, joined at right-angles with mounting roses and a shower head holder - horizontal length 600 mm, vertical length 1250 mm, 88 mm deep - rail diameter 32 mm, rose diameter 70 mm - made of high-quality stainless steel, satin surface finish - shower head holder made of high-quality matt polyamide in the HEWI colours 98 (signal white) and 92 (anthracite grey) - suitable for shower heads of various manufacturers - shower head holder can be tilted continuously and, after pressing a large pushbutton, its height can be adjusted - conical adapter on shower head holder makes it easier to hook in the handheld shower head - for mounting on the wall with specific HEWI fixing material and roses - including non-corrosive fixing material and sealing tape for sealing the drilling points - Please note when using with hanging seats: Compatibility check required. - A detailed list of possible combinations of hand rails, L-shaped rails and shower handrails with matching hanging seats can be found in our online catalogue in the download area of the respective product. Article no.: HEWI 900.33.203XA | https://catalog.hewi.com/en/p/90033203XA | https://catalog.hewi.com/storage/downloads/HEWI_900_33_203XA_en.pdf
900.33.2S0XA | HEWI L-shaped support rail with shower head holder, special length | L-shaped support rail with shower head holder, System 900 - right-hand version - vertical and horizontal rails, joined at right-angles with mounting roses and a shower head holder - horizontal length made-to-measure from 300 mm to 850 mm, vertical length made-to-measure from 600 mm to 1250 mm, 88 mm deep - rail diameter 32 mm, rose diameter 70 mm - made of high-quality stainless steel, satin surface finish - shower head holder made of high-quality matt polyamide in the HEWI colours 98 (signal white) and 92 (anthracite grey) - suitable for shower heads of various manufacturers - shower head holder can be tilted continuously and, after pressing a large pushbutton, its height can be adjusted - conical adapter on shower head holder makes it easier to hook in the handheld shower head - for mounting on the wall with specific HEWI fixing material and roses - including non-corrosive fixing material and sealing tape for sealing the drilling points - Please note when using with hanging seats: Compatibility check required. - A detailed list of possible combinations of hand rails, L-shaped rails and shower handrails with matching hanging seats can be found in our online catalogue in the download area of the respective product. Article no.: HEWI 900.33.2S0XA | https://catalog.hewi.com/en/p/900332S0XA | https://catalog.hewi.com/storage/downloads/HEWI_900_33_2S0XA_en.pdf
900.33.2S1XA | HEWI L-shaped support rail with shower head holder, special length | L-shaped support rail with shower head holder, System 900 - left-hand version - vertical and horizontal rails, joined at right-angles with mounting roses and a shower head holder - horizontal length made-to-measure from 300 mm to 850 mm, vertical length made-to-measure from 600 mm to 1250 mm, 88 mm deep - rail diameter 32 mm, rose diameter 70 mm - made of high-quality stainless steel, satin surface finish - shower head holder made of high-quality matt polyamide in the HEWI colours 98 (signal white) and 92 (anthracite grey) - suitable for shower heads of various manufacturers - shower head holder can be tilted continuously and, after pressing a large pushbutton, its height can be adjusted - conical adapter on shower head holder makes it easier to hook in the handheld shower head - for mounting on the wall with specific HEWI fixing material and roses - including non-corrosive fixing material and sealing tape for sealing the drilling points - Please note when using with hanging seats: Compatibility check required. - A detailed list of possible combinations of hand rails, L-shaped rails and shower handrails with matching hanging seats can be found in our online catalogue in the download area of the respective product. Article no.: HEWI 900.33.2S1XA | https://catalog.hewi.com/en/p/900332S1XA | https://catalog.hewi.com/storage/downloads/HEWI_900_33_2S1XA_en.pdf
900.33M00040 | HEWI Rail with magnetic shower head holder | Rail with shower head holder, System 900 - vertical rail with supports perpendicular to the wall, Fixing rosettes and magnetic shower holder - Centre-to-centre 600mm, 88 mm depth - rail diameter 32 mm, Tube thickness 2 mm, rose diameter 70 mm - made of high-quality stainless steel, chrome-plated - shower holder made of high-quality stainless steel, chrome-plated - suitable for shower heads of various manufacturers - simple and intuitive one-hand operation - Shower holder is infinitely adjustable, automatically fixed in place by magnets - wear-free clamping mechanism - conical holder on the shower holder can be adjusted to any angle - including non-corrosive and tested HEWI fixing material for wall mounting and sealing tape to seal the drilling points Article no.: HEWI 900.33M00040 | https://catalog.hewi.com/en/p/90033M00040 | https://catalog.hewi.com/storage/downloads/HEWI_900_33M00040_en.pdf
900.33M00060 | HEWI Rail with magnetic shower head holder | Rail with shower head holder, System 900 - vertical rail with supports perpendicular to the wall, Fixing rosettes and magnetic shower holder - Centre-to-centre 600mm, 88 mm depth - rail diameter 32 mm, tube thickness 2 mm, rose diameter 70 mm - made of high-quality stainless steel, powder-coated in HEWI colour CV (deep matt black), ER (deep matt dark grey pearl mica) and VH (deep matt white), each with the same colour, powder-coated shower holder made of high-quality stainless steel - suitable for shower heads of various manufacturers - simple and intuitive one-hand operation - Shower holder is infinitely adjustable, automatically fixed in place by magnets - wear-free clamping mechanism - conical holder on the shower holder can be adjusted to any angle - including non-corrosive and tested HEWI fixing material for wall mounting and sealing tape to seal the drilling points Article no.: HEWI 900.33M00060 | https://catalog.hewi.com/en/p/90033M00060 | https://catalog.hewi.com/storage/downloads/HEWI_900_33M00060_en.pdf
900.33M000XA | HEWI Rail with magnetic shower head holder | Rail with shower head holder, System 900 - vertical rail with supports perpendicular to the wall, Fixing rosettes and magnetic shower holder - Centre-to-centre 600mm, 88 mm depth - rail diameter 32 mm, tube thickness 2 mm, rose diameter 70 mm - made of high-quality stainless steel, satin finished - shower holder made of high-quality stainless steel, satin finished - suitable for shower heads of various manufacturers - simple and intuitive one-hand operation - Shower holder is infinitely adjustable, automatically fixed in place by magnets - wear-free clamping mechanism - conical holder on the shower holder can be adjusted to any angle - including non-corrosive and tested HEWI fixing material for wall mounting and sealing tape to seal the drilling points Article no.: HEWI 900.33M000XA | https://catalog.hewi.com/en/p/90033M000XA | https://catalog.hewi.com/storage/downloads/HEWI_900_33M000XA_en.pdf
900.33M00140 | HEWI Rail with magnetic shower head holder | Rail with shower head holder, System 900 - vertical rail with supports perpendicular to the wall, Fixing rosettes and magnetic shower holder - Centre-to-centre 900 mm, 88 mm depth - rail diameter 32 mm, tube thickness 2 mm, rose diameter 70 mm - made of high-quality stainless steel, chrome-plated - shower holder made of high-quality stainless steel, chrome-plated - suitable for shower heads of various manufacturers - simple and intuitive one-hand operation - Shower holder is infinitely adjustable, automatically fixed in place by magnets - wear-free clamping mechanism - conical holder on the shower holder can be adjusted to any angle - including non-corrosive and tested HEWI fixing material for wall mounting and sealing tape to seal the drilling points Article no.: HEWI 900.33M00140 | https://catalog.hewi.com/en/p/90033M00140 | https://catalog.hewi.com/storage/downloads/HEWI_900_33M00140_en.pdf
900.33M00160 | HEWI Rail with magnetic shower head holder | Rail with shower head holder, System 900 - vertical rail with supports perpendicular to the wall, Fixing rosettes and magnetic shower holder - Centre-to-centre 900 mm, 88 mm depth - rail diameter 32 mm, tube thickness 2 mm, rose diameter 70 mm - made of high-quality stainless steel, powder-coated in HEWI colour CV (deep matt black), ER (deep matt dark grey pearl mica) and VH (deep matt white), each with the same colour, powder-coated shower holder made of high-quality stainless steel - suitable for shower heads of various manufacturers - simple and intuitive one-hand operation - Shower holder is infinitely adjustable, automatically fixed in place by magnets - wear-free clamping mechanism - conical holder on the shower holder can be adjusted to any angle - including non-corrosive and tested HEWI fixing material for wall mounting and sealing tape to seal the drilling points Article no.: HEWI 900.33M00160 | https://catalog.hewi.com/en/p/90033M00160 | https://catalog.hewi.com/storage/downloads/HEWI_900_33M00160_en.pdf
900.33M001XA | HEWI Rail with magnetic shower head holder | Rail with shower head holder, System 900 - vertical rail with supports perpendicular to the wall, Fixing rosettes and magnetic shower holder - Centre-to-centre 900 mm, 88 mm depth - rail diameter 32 mm, tube thickness 2 mm, rose diameter 70 mm - made of high-quality stainless steel, satin finished - shower holder made of high-quality stainless steel, satin finished - suitable for shower heads of various manufacturers - simple and intuitive one-hand operation - Shower holder is infinitely adjustable, automatically fixed in place by magnets - wear-free clamping mechanism - conical holder on the shower holder can be adjusted to any angle - including non-corrosive and tested HEWI fixing material for wall mounting and sealing tape to seal the drilling points Article no.: HEWI 900.33M001XA | https://catalog.hewi.com/en/p/90033M001XA | https://catalog.hewi.com/storage/downloads/HEWI_900_33M001XA_en.pdf
900.33M00240 | HEWI Rail with magnetic shower head holder | Rail with shower head holder, System 900 - vertical rail with supports perpendicular to the wall, Fixing rosettes and magnetic shower holder - Centre-to-centre 1100 mm, 88 mm depth - rail diameter 32 mm, tube thickness 2 mm, rose diameter 70 mm - made of high-quality stainless steel, chrome-plated - shower holder made of high-quality stainless steel, chrome-plated - suitable for shower heads of various manufacturers - simple and intuitive one-hand operation - Shower holder is infinitely adjustable, automatically fixed in place by magnets - wear-free clamping mechanism - conical holder on the shower holder can be adjusted to any angle - including non-corrosive and tested HEWI fixing material for wall mounting and sealing tape to seal the drilling points Article no.: HEWI 900.33M00240 | https://catalog.hewi.com/en/p/90033M00240 | https://catalog.hewi.com/storage/downloads/HEWI_900_33M00240_en.pdf
900.33M00260 | HEWI Rail with magnetic shower head holder | Rail with shower head holder, System 900 - vertical rail with supports perpendicular to the wall, Fixing rosettes and magnetic shower holder - Centre-to-centre 1100 mm, 88 mm depth - rail diameter 32 mm, Tube thickness 2 mm, rose diameter 70 mm - made of high-quality stainless steel, powder-coated in HEWI colour CV (deep matt black), ER (deep matt dark grey pearl mica) and VH (deep matt white), each with the same colour, powder-coated shower holder made of high-quality stainless steel - suitable for shower heads of various manufacturers - simple and intuitive one-hand operation - Shower holder is infinitely adjustable, automatically fixed in place by magnets - wear-free clamping mechanism - conical holder on the shower holder can be adjusted to any angle - including non-corrosive and tested HEWI fixing material for wall mounting and sealing tape to seal the drilling points Article no.: HEWI 900.33M00260 | https://catalog.hewi.com/en/p/90033M00260 | https://catalog.hewi.com/storage/downloads/HEWI_900_33M00260_en.pdf
900.33M002XA | HEWI Rail with magnetic shower head holder | Rail with shower head holder, System 900 - vertical rail with supports perpendicular to the wall, Fixing rosettes and magnetic shower holder - Centre-to-centre 1100 mm, 88 mm depth - rail diameter 32 mm, tube thickness 2 mm, rose diameter 70 mm - made of high-quality stainless steel, satin finished - shower holder made of high-quality stainless steel, satin finished - suitable for shower heads of various manufacturers - simple and intuitive one-hand operation - Shower holder is infinitely adjustable, automatically fixed in place by magnets - wear-free clamping mechanism - conical holder on the shower holder can be adjusted to any angle - including non-corrosive and tested HEWI fixing material for wall mounting and sealing tape to seal the drilling points Article no.: HEWI 900.33M002XA | https://catalog.hewi.com/en/p/90033M002XA | https://catalog.hewi.com/storage/downloads/HEWI_900_33M002XA_en.pdf
900.33M0S0XA | HEWI Rail with magnetic shower head holder | Rail with shower head holder, System 900 - vertical rail with supports perpendicular to the wall, Fixing rosettes and magnetic shower holder - centre-to-centre made-to-measure from 600 mm to 1250 mm, 88 mm depth - rail diameter 32 mm, tube thickness 2 mm, rose diameter 70 mm - made of high-quality stainless steel, satin finished - shower holder made of high-quality stainless steel, satin finished - suitable for shower heads of various manufacturers - simple and intuitive one-hand operation - Shower holder is infinitely adjustable, automatically fixed in place by magnets - wear-free clamping mechanism - conical holder on the shower holder can be adjusted to any angle - including non-corrosive and tested HEWI fixing material for wall mounting and sealing tape to seal the drilling points Article no.: HEWI 900.33M0S0XA | https://catalog.hewi.com/en/p/90033M0S0XA | https://catalog.hewi.com/storage/downloads/HEWI_900_33M0S0XA_en.pdf
900.33M20040 | HEWI L-shaped support rail with magnetic shower head holder | Angle handle with magnetic shower holder, System 900 - right-hand version - Rails arranged vertically and horizontally, rails connected at right angles with fixing rosettes and magnetic shower holder - horizontal length 450 mm, vertical length 1250 mm, 88 mm depth - rail diameter 32 mm, rose diameter 70 mm - made of high-quality stainless steel, chrome-plated - shower holder made of high-quality stainless steel, chrome-plated - suitable for shower heads of various manufacturers - simple and intuitive one-hand operation - Shower holder is infinitely adjustable, automatically fixed in place by magnets - wear-free clamping mechanism - conical holder on the shower holder can be adjusted to any angle - for mounting on the wall with specific HEWI fixing material and roses - including non-corrosive and tested HEWI fixing material for wall mounting and sealing tape for sealing the drilling points - Please note when using with hanging seats: Compatibility check required. - A detailed list of possible combinations of hand rails, L-shaped rails and shower handrails with matching hanging seats can be found in our online catalogue in the download area of the respective product. Article no.: HEWI 900.33M20040 | https://catalog.hewi.com/en/p/90033M20040 | https://catalog.hewi.com/storage/downloads/HEWI_900_33M20040_en.pdf
900.33M20060 | HEWI L-shaped support rail with magnetic shower head holder | Angle handle with magnetic shower holder, System 900 - right-hand version - Rails arranged vertically and horizontally, rails connected at right angles with fixing rosettes and magnetic shower holder - horizontal length 450 mm, vertical length 1250 mm, 88 mm depth - rail diameter 32 mm, rose diameter 70 mm - made of high-quality stainless steel, powder-coated in HEWI colour CV (deep matt black), ER (deep matt dark grey pearl mica) and VH (deep matt white), each with the same colour, powder-coated shower holder made of high-quality stainless steel - suitable for shower heads of various manufacturers - simple and intuitive one-hand operation - Shower holder is infinitely adjustable, automatically fixed in place by magnets - wear-free clamping mechanism - conical holder on the shower holder can be adjusted to any angle - for mounting on the wall with specific HEWI fixing material and roses - including non-corrosive and tested HEWI fixing material for wall mounting and sealing tape for sealing the drilling points - Please note when using with hanging seats: Compatibility check required. - A detailed list of possible combinations of hand rails, L-shaped rails and shower handrails with matching hanging seats can be found in our online catalogue in the download area of the respective product. Article no.: HEWI 900.33M20060 | https://catalog.hewi.com/en/p/90033M20060 | https://catalog.hewi.com/storage/downloads/HEWI_900_33M20060_en.pdf
900.33M200XA | HEWI L-shaped support rail with magnetic shower head holder | Angle handle with magnetic shower holder, System 900 - right-hand version - Rails arranged vertically and horizontally, rails connected at right angles with fixing rosettes and magnetic shower holder - horizontal length 450 mm, vertical length 1250 mm, 88 mm depth - rail diameter 32 mm, rose diameter 70 mm - made of high-quality stainless steel, satin finished - shower holder made of high-quality stainless steel, satin finished - suitable for shower heads of various manufacturers - simple and intuitive one-hand operation - Shower holder is infinitely adjustable, automatically fixed in place by magnets - wear-free clamping mechanism - conical holder on the shower holder can be adjusted to any angle - for mounting on the wall with specific HEWI fixing material and roses - including non-corrosive and tested HEWI fixing material for wall mounting and sealing tape for sealing the drilling points - Please note when using with hanging seats: Compatibility check required. - A detailed list of possible combinations of hand rails, L-shaped rails and shower handrails with matching hanging seats can be found in our online catalogue in the download area of the respective product. Article no.: HEWI 900.33M200XA | https://catalog.hewi.com/en/p/90033M200XA | https://catalog.hewi.com/storage/downloads/HEWI_900_33M200XA_en.pdf
900.33M20140 | HEWI L-shaped support rail with magnetic shower head holder | Angle handle with magnetic shower holder, System 900 - right-hand version - Rails arranged vertically and horizontally, rails connected at right angles with fixing rosettes and magnetic shower holder - horizontal length 600 mm, vertical length 1250 mm, 88 mm depth - rail diameter 32 mm, rose diameter 70 mm - made of high-quality stainless steel, chrome-plated - shower holder made of high-quality stainless steel, chrome-plated - suitable for shower heads of various manufacturers - simple and intuitive one-hand operation - Shower holder is infinitely adjustable, automatically fixed in place by magnets - wear-free clamping mechanism - conical holder on the shower holder can be adjusted to any angle - for mounting on the wall with specific HEWI fixing material and roses - including non-corrosive and tested HEWI fixing material for wall mounting and sealing tape for sealing the drilling points - Please note when using with hanging seats: Compatibility check required. - A detailed list of possible combinations of hand rails, L-shaped rails and shower handrails with matching hanging seats can be found in our online catalogue in the download area of the respective product. Article no.: HEWI 900.33M20140 | https://catalog.hewi.com/en/p/90033M20140 | https://catalog.hewi.com/storage/downloads/HEWI_900_33M20140_en.pdf
900.33M20160 | HEWI L-shaped support rail with magnetic shower head holder | Angle handle with magnetic shower holder, System 900 - right-hand version - Rails arranged vertically and horizontally, rails connected at right angles with fixing rosettes and magnetic shower holder - horizontal length 600 mm, vertical length 1250 mm, 88 mm depth - rail diameter 32 mm, rose diameter 70 mm - made of high-quality stainless steel, powder-coated in HEWI colour CV (deep matt black), ER (deep matt dark grey pearl mica) and VH (deep matt white), each with the same colour, powder-coated shower holder made of high-quality stainless steel - suitable for shower heads of various manufacturers - simple and intuitive one-hand operation - Shower holder is infinitely adjustable, automatically fixed in place by magnets - wear-free clamping mechanism - conical holder on the shower holder can be adjusted to any angle - for mounting on the wall with specific HEWI fixing material and roses - including non-corrosive and tested HEWI fixing material for wall mounting and sealing tape for sealing the drilling points - Please note when using with hanging seats: Compatibility check required. - A detailed list of possible combinations of hand rails, L-shaped rails and shower handrails with matching hanging seats can be found in our online catalogue in the download area of the respective product. Article no.: HEWI 900.33M20160 | https://catalog.hewi.com/en/p/90033M20160 | https://catalog.hewi.com/storage/downloads/HEWI_900_33M20160_en.pdf
900.33M201XA | HEWI L-shaped support rail with magnetic shower head holder | Angle handle with magnetic shower holder, System 900 - right-hand version - Rails arranged vertically and horizontally, rails connected at right angles with fixing rosettes and magnetic shower holder - horizontal length 600 mm, vertical length 1250 mm, 88 mm depth - rail diameter 32 mm, rose diameter 70 mm - made of high-quality stainless steel, satin finished - shower holder made of high-quality stainless steel, satin finished - suitable for shower heads of various manufacturers - simple and intuitive one-hand operation - Shower holder is infinitely adjustable, automatically fixed in place by magnets - wear-free clamping mechanism - conical holder on the shower holder can be adjusted to any angle - for mounting on the wall with specific HEWI fixing material and roses - including non-corrosive and tested HEWI fixing material for wall mounting and sealing tape for sealing the drilling points - Please note when using with hanging seats: Compatibility check required. - A detailed list of possible combinations of hand rails, L-shaped rails and shower handrails with matching hanging seats can be found in our online catalogue in the download area of the respective product. Article no.: HEWI 900.33M201XA | https://catalog.hewi.com/en/p/90033M201XA | https://catalog.hewi.com/storage/downloads/HEWI_900_33M201XA_en.pdf
900.33M20240 | HEWI L-shaped support rail with magnetic shower head holder | Angle handle with magnetic shower holder, System 900 - left-hand version - Rails arranged vertically and horizontally, rails connected at right angles with fixing rosettes and magnetic shower holder - horizontal length 450 mm, vertical length 1250 mm, 88 mm depth - rail diameter 32 mm, rose diameter 70 mm - made of high-quality stainless steel, chrome-plated - shower holder made of high-quality stainless steel, chrome-plated - suitable for shower heads of various manufacturers - simple and intuitive one-hand operation - Shower holder is infinitely adjustable, automatically fixed in place by magnets - wear-free clamping mechanism - conical holder on the shower holder can be adjusted to any angle - for mounting on the wall with specific HEWI fixing material and roses - including non-corrosive and tested HEWI fixing material for wall mounting and sealing tape for sealing the drilling points - Please note when using with hanging seats: Compatibility check required. - A detailed list of possible combinations of hand rails, L-shaped rails and shower handrails with matching hanging seats can be found in our online catalogue in the download area of the respective product. Article no.: HEWI 900.33M20240 | https://catalog.hewi.com/en/p/90033M20240 | https://catalog.hewi.com/storage/downloads/HEWI_900_33M20240_en.pdf
900.33M20260 | HEWI L-shaped support rail with magnetic shower head holder | L-shaped support rail with shower head holder, System 900 - left-hand version - Rails arranged vertically and horizontally, rails connected at right angles with fixing rosettes and magnetic shower holder - horizontal length 450 mm, vertical length 1250 mm, 88 mm depth - rail diameter 32 mm, rose diameter 70 mm - made of high-quality stainless steel, powder-coated in HEWI colour CV (deep matt black), ER (deep matt dark grey pearl mica) and VH (deep matt white), each with the same colour, powder-coated shower holder made of high-quality stainless steel - suitable for shower heads of various manufacturers - simple and intuitive one-hand operation - Shower holder is infinitely adjustable, automatically fixed in place by magnets - wear-free clamping mechanism - conical holder on the shower holder can be adjusted to any angle - for mounting on the wall with specific HEWI fixing material and roses - including non-corrosive and tested HEWI fixing material for wall mounting and sealing tape for sealing the drilling points - Please note when using with hanging seats: Compatibility check required. - A detailed list of possible combinations of hand rails, L-shaped rails and shower handrails with matching hanging seats can be found in our online catalogue in the download area of the respective product. Article no.: HEWI 900.33M20260 | https://catalog.hewi.com/en/p/90033M20260 | https://catalog.hewi.com/storage/downloads/HEWI_900_33M20260_en.pdf
900.33M202XA | HEWI L-shaped support rail with magnetic shower head holder | Angle handle with magnetic shower holder, System 900 - left-hand version - Rails arranged vertically and horizontally, rails connected at right angles with fixing rosettes and magnetic shower holder - horizontal length 450 mm, vertical length 1250 mm, 88 mm depth - rail diameter 32 mm, rose diameter 70 mm - made of high-quality stainless steel, satin finished - shower holder made of high-quality stainless steel, satin finished - suitable for shower heads of various manufacturers - simple and intuitive one-hand operation - Shower holder is infinitely adjustable, automatically fixed in place by magnets - wear-free clamping mechanism - conical holder on the shower holder can be adjusted to any angle - for mounting on the wall with specific HEWI fixing material and roses - including non-corrosive and tested HEWI fixing material for wall mounting and sealing tape for sealing the drilling points - Please note when using with hanging seats: Compatibility check required. - A detailed list of possible combinations of hand rails, L-shaped rails and shower handrails with matching hanging seats can be found in our online catalogue in the download area of the respective product. Article no.: HEWI 900.33M202XA | https://catalog.hewi.com/en/p/90033M202XA | https://catalog.hewi.com/storage/downloads/HEWI_900_33M202XA_en.pdf
900.33M20340 | HEWI L-shaped support rail with magnetic shower head holder | Angle handle with magnetic shower holder, System 900 - left-hand version - Rails arranged vertically and horizontally, rails connected at right angles with fixing rosettes and magnetic shower holder - horizontal length 600 mm, vertical length 1250 mm, 88 mm depth - rail diameter 32 mm, rose diameter 70 mm - made of high-quality stainless steel, chrome-plated - shower holder made of high-quality stainless steel, chrome-plated - suitable for shower heads of various manufacturers - simple and intuitive one-hand operation - Shower holder is infinitely adjustable, automatically fixed in place by magnets - wear-free clamping mechanism - conical holder on the shower holder can be adjusted to any angle - for mounting on the wall with specific HEWI fixing material and roses - including non-corrosive and tested HEWI fixing material for wall mounting and sealing tape for sealing the drilling points - Please note when using with hanging seats: Compatibility check required. - A detailed list of possible combinations of hand rails, L-shaped rails and shower handrails with matching hanging seats can be found in our online catalogue in the download area of the respective product. Article no.: HEWI 900.33M20340 | https://catalog.hewi.com/en/p/90033M20340 | https://catalog.hewi.com/storage/downloads/HEWI_900_33M20340_en.pdf
900.33M20360 | HEWI L-shaped support rail with magnetic shower head holder | Angle handle with magnetic shower holder, System 900 - left-hand version - Rails arranged vertically and horizontally, rails connected at right angles with fixing rosettes and magnetic shower holder - horizontal length 600 mm, vertical length 1250 mm, 88 mm depth - rail diameter 32 mm, rose diameter 70 mm - made of high-quality stainless steel, powder-coated in HEWI colour CV (deep matt black), ER (deep matt dark grey pearl mica) and VH (deep matt white), each with the same colour, powder-coated shower holder made of high-quality stainless steel - suitable for shower heads of various manufacturers - simple and intuitive one-hand operation - Shower holder is infinitely adjustable, automatically fixed in place by magnets - wear-free clamping mechanism - conical holder on the shower holder can be adjusted to any angle - for mounting on the wall with specific HEWI fixing material and roses - including non-corrosive and tested HEWI fixing material for wall mounting and sealing tape for sealing the drilling points - Please note when using with hanging seats: Compatibility check required. - A detailed list of possible combinations of hand rails, L-shaped rails and shower handrails with matching hanging seats can be found in our online catalogue in the download area of the respective product. Article no.: HEWI 900.33M20360 | https://catalog.hewi.com/en/p/90033M20360 | https://catalog.hewi.com/storage/downloads/HEWI_900_33M20360_en.pdf
900.33M203XA | HEWI L-shaped support rail with magnetic shower head holder | L-shaped support rail with shower head holder, System 900 - left-hand version - Rails arranged vertically and horizontally, rails connected at right angles with fixing rosettes and magnetic shower holder - horizontal length 600 mm, vertical length 1250 mm, 88 mm depth - rail diameter 32 mm, rose diameter 70 mm - made of high-quality stainless steel, satin finished - shower holder made of high-quality stainless steel, satin finished - suitable for shower heads of various manufacturers - simple and intuitive one-hand operation - Shower holder is infinitely adjustable, automatically fixed in place by magnets - wear-free clamping mechanism - conical holder on the shower holder can be adjusted to any angle - for mounting on the wall with specific HEWI fixing material and roses - including non-corrosive and tested HEWI fixing material for wall mounting and sealing tape for sealing the drilling points - Please note when using with hanging seats: Compatibility check required. - A detailed list of possible combinations of hand rails, L-shaped rails and shower handrails with matching hanging seats can be found in our online catalogue in the download area of the respective product. Article no.: HEWI 900.33M203XA | https://catalog.hewi.com/en/p/90033M203XA | https://catalog.hewi.com/storage/downloads/HEWI_900_33M203XA_en.pdf
900.33M2S0XA | HEWI L-shaped support rail with magnetic shower head holder | Angle handle with magnetic shower holder, System 900 - right-hand version - Rails arranged vertically and horizontally, rails connected at right angles with fixing rosettes and magnetic shower holder - horizontal lengths made-to-measure from 300 mm to 850 mm, vertical length made-to-measure from 600 mm to 1250 mm, 88 mm depth - rail diameter 32 mm, rose diameter 70 mm - made of high-quality stainless steel, satin finished - shower holder made of high-quality stainless steel, satin finished - suitable for shower heads of various manufacturers - simple and intuitive one-hand operation - Shower holder is infinitely adjustable, automatically fixed in place by magnets - wear-free clamping mechanism - conical holder on the shower holder can be adjusted to any angle - for mounting on the wall with specific HEWI fixing material and roses - including non-corrosive and tested HEWI fixing material for wall mounting and sealing tape for sealing the drilling points - Please note when using with hanging seats: Compatibility check required. - A detailed list of possible combinations of hand rails, L-shaped rails and shower handrails with matching hanging seats can be found in our online catalogue in the download area of the respective product. Article no.: HEWI 900.33M2S0XA | https://catalog.hewi.com/en/p/90033M2S0XA | https://catalog.hewi.com/storage/downloads/HEWI_900_33M2S0XA_en.pdf
900.33M2S1XA | HEWI L-shaped support rail with magnetic shower head holder | Angle handle with magnetic shower holder, System 900 - left-hand version - Rails arranged vertically and horizontally, rails connected at right angles with fixing rosettes and magnetic shower holder - horizontal lengths made-to-measure from 300 mm to 850 mm, vertical length made-to-measure from 600 mm to 1250 mm, 88 mm depth - rail diameter 32 mm, rose diameter 70 mm - made of high-quality stainless steel, satin finished - shower holder made of high-quality stainless steel, satin finished - suitable for shower heads of various manufacturers - simple and intuitive one-hand operation - Shower holder is infinitely adjustable, automatically fixed in place by magnets - wear-free clamping mechanism - conical holder on the shower holder can be adjusted to any angle - for mounting on the wall with specific HEWI fixing material and roses - including non-corrosive and tested HEWI fixing material for wall mounting and sealing tape for sealing the drilling points - Please note when using with hanging seats: Compatibility check required. - A detailed list of possible combinations of hand rails, L-shaped rails and shower handrails with matching hanging seats can be found in our online catalogue in the download area of the respective product. Article no.: HEWI 900.33M2S1XA | https://catalog.hewi.com/en/p/90033M2S1XA | https://catalog.hewi.com/storage/downloads/HEWI_900_33M2S1XA_en.pdf
900.34.00040 | HEWI Ceiling support | Ceiling hanger, System 900 - straight rail with mounting rose - for mounting curtain rails - made of high-quality stainless steel, chrome - length 300 mm - rail diameter 25 mm, rose diameter 70 mm - can be shortened at the rose to 200 mm on site - fixing on the ceiling with rose - including non-corrosive fixing material and sealing tape for sealing the drilling points Article no.: HEWI 900.34.00040 | https://catalog.hewi.com/en/p/9003400040 | https://catalog.hewi.com/storage/downloads/HEWI_900_34_00040_en.pdf
900.34.00060 | HEWI Ceiling support | Ceiling hanger, System 900 - straight rail with mounting rose - for mounting curtain rails - made of high-quality stainless steel, powder-coated in HEWI colours DX (matt white), DC (matt black) and SC (matt dark grey pearl mica) - length 300 mm - rail diameter 25 mm, rose diameter 70 mm - can be shortened at the rose to 200 mm on site - fixing on the ceiling with rose - including non-corrosive fixing material and sealing tape for sealing the drilling points Article no.: HEWI 900.34.00060 | https://catalog.hewi.com/en/p/9003400060 | https://catalog.hewi.com/storage/downloads/HEWI_900_34_00060_en.pdf
900.34.000XA | HEWI Ceiling support | Ceiling hanger, System 900 - straight rail with mounting rose - for mounting curtain rails - made of high-quality stainless steel, satin surface - length 300 mm - rail diameter 25 mm, rose diameter 70 mm - can be shortened at the rose to 200 mm on site - fixing on the ceiling with rose - including non-corrosive fixing material and sealing tape for sealing the drilling points Article no.: HEWI 900.34.000XA | https://catalog.hewi.com/en/p/90034000XA | https://catalog.hewi.com/storage/downloads/HEWI_900_34_000XA_en.pdf
900.34.00140 | HEWI Ceiling support | Ceiling hanger, System 900 - straight rail with mounting rose - for mounting curtain rails - made of high-quality stainless steel, chrome - length 400 mm - rail diameter 25 mm, rose diameter 70 mm - can be shortened at the rose to 200 mm on site - fixing on the ceiling with rose - including non-corrosive fixing material and sealing tape for sealing the drilling points Article no.: HEWI 900.34.00140 | https://catalog.hewi.com/en/p/9003400140 | https://catalog.hewi.com/storage/downloads/HEWI_900_34_00140_en.pdf
900.34.00160 | HEWI Ceiling support | Ceiling hanger, System 900 - straight rail with mounting rose - for mounting curtain rails - made of high-quality stainless steel, powder-coated in HEWI colours DX (matt white), DC (matt black) and SC (matt dark grey pearl mica) - length 400 mm - rail diameter 25 mm, rose diameter 70 mm - can be shortened at the rose to 200 mm on site - fixing on the ceiling with rose - including non-corrosive fixing material and sealing tape for sealing the drilling points Article no.: HEWI 900.34.00160 | https://catalog.hewi.com/en/p/9003400160 | https://catalog.hewi.com/storage/downloads/HEWI_900_34_00160_en.pdf
900.34.001XA | HEWI Ceiling support | Ceiling hanger, System 900 - straight rail with mounting rose - for mounting curtain rails - made of high-quality stainless steel, satin surface - length 400 mm - rail diameter 25 mm, rose diameter 70 mm - can be shortened at the rose to 200 mm on site - fixing on the ceiling with rose - including non-corrosive fixing material and sealing tape for sealing the drilling points Article no.: HEWI 900.34.001XA | https://catalog.hewi.com/en/p/90034001XA | https://catalog.hewi.com/storage/downloads/HEWI_900_34_001XA_en.pdf
900.34.00240 | HEWI Ceiling support | Ceiling hanger, System 900 - straight rail with mounting rose - for mounting curtain rails - made of high-quality stainless steel, chrome - length 500 mm - rail diameter 25 mm, rose diameter 70 mm - can be shortened at the rose to 200 mm on site - fixing on the ceiling with rose - including non-corrosive fixing material and sealing tape for sealing the drilling points Article no.: HEWI 900.34.00240 | https://catalog.hewi.com/en/p/9003400240 | https://catalog.hewi.com/storage/downloads/HEWI_900_34_00240_en.pdf
900.34.00260 | HEWI Ceiling support | Ceiling hanger, System 900 - straight rail with mounting rose - for mounting curtain rails - made of high-quality stainless steel, powder-coated in HEWI colours DX (matt white), DC (matt black) and SC (matt dark grey pearl mica) - length 500 mm - rail diameter 25 mm, rose diameter 70 mm - can be shortened at the rose to 200 mm on site - fixing on the ceiling with rose - including non-corrosive fixing material and sealing tape for sealing the drilling points Article no.: HEWI 900.34.00260 | https://catalog.hewi.com/en/p/9003400260 | https://catalog.hewi.com/storage/downloads/HEWI_900_34_00260_en.pdf
900.34.002XA | HEWI Ceiling support | Ceiling hanger, System 900 - straight rail with mounting rose - for mounting curtain rails - made of high-quality stainless steel, satin surface - length 500 mm - rail diameter 25 mm, rose diameter 70 mm - can be shortened at the rose to 200 mm on site - fixing on the ceiling with rose - including non-corrosive fixing material and sealing tape for sealing the drilling points Article no.: HEWI 900.34.002XA | https://catalog.hewi.com/en/p/90034002XA | https://catalog.hewi.com/storage/downloads/HEWI_900_34_002XA_en.pdf
900.34.00340 | HEWI Ceiling support | Ceiling hanger, System 900 - straight rail with mounting rose - for mounting curtain rails - made of high-quality stainless steel, chrome - length 600 mm - rail diameter 25 mm, rose diameter 70 mm - can be shortened at the rose to 200 mm on site - fixing on the ceiling with rose - including non-corrosive fixing material and sealing tape for sealing the drilling points Article no.: HEWI 900.34.00340 | https://catalog.hewi.com/en/p/9003400340 | https://catalog.hewi.com/storage/downloads/HEWI_900_34_00340_en.pdf
900.34.00360 | HEWI Ceiling support | Ceiling hanger, System 900 - straight rail with mounting rose - for mounting curtain rails - made of high-quality stainless steel, powder-coated in HEWI colours DX (matt white), DC (matt black) and SC (matt dark grey pearl mica) - length 600 mm - rail diameter 25 mm, rose diameter 70 mm - can be shortened at the rose to 200 mm on site - fixing on the ceiling with rose - including non-corrosive fixing material and sealing tape for sealing the drilling points Article no.: HEWI 900.34.00360 | https://catalog.hewi.com/en/p/9003400360 | https://catalog.hewi.com/storage/downloads/HEWI_900_34_00360_en.pdf
900.34.003XA | HEWI Ceiling support | Ceiling hanger, System 900 - straight rail with mounting rose - for mounting curtain rails - made of high-quality stainless steel, satin surface - length 600 mm - rail diameter 25 mm, rose diameter 70 mm - can be shortened at the rose to 200 mm on site - fixing on the ceiling with rose - including non-corrosive fixing material and sealing tape for sealing the drilling points Article no.: HEWI 900.34.003XA | https://catalog.hewi.com/en/p/90034003XA | https://catalog.hewi.com/storage/downloads/HEWI_900_34_003XA_en.pdf
900.34.00440 | HEWI Ceiling support | Ceiling hanger, System 900 - straight rail with mounting rose - for mounting curtain rails - made of high-quality stainless steel, chrome - length 1500 mm - rail diameter 25 mm, rose diameter 70 mm - can be shortened at the rose to 200 mm on site - fixing on the ceiling with rose - including non-corrosive fixing material and sealing tape for sealing the drilling points Article no.: HEWI 900.34.00440 | https://catalog.hewi.com/en/p/9003400440 | https://catalog.hewi.com/storage/downloads/HEWI_900_34_00440_en.pdf
900.34.00460 | HEWI Ceiling support | Ceiling hanger, System 900 - straight rail with mounting rose - for mounting curtain rails - made of high-quality stainless steel, powder-coated in HEWI colours DX (matt white), DC (matt black) and SC (matt dark grey pearl mica) - length 1500 mm - rail diameter 25 mm, rose diameter 70 mm - can be shortened at the rose to 200 mm on site - fixing on the ceiling with rose - including non-corrosive fixing material and sealing tape for sealing the drilling points Article no.: HEWI 900.34.00460 | https://catalog.hewi.com/en/p/9003400460 | https://catalog.hewi.com/storage/downloads/HEWI_900_34_00460_en.pdf
900.34.00S40 | HEWI Ceiling support, special length | Ceiling hanger, System 900 - straight rail with mounting rose - for mounting curtain rails - made of high-quality stainless steel, chrome - length made-to-measure from 150 mm to 299 mm - rail diameter 25 mm, rose diameter 70 mm - can be shortened at the rose to 200 mm on site - fixing on the ceiling with rose - including non-corrosive fixing material and sealing tape for sealing the drilling points Article no.: HEWI 900.34.00S40 | https://catalog.hewi.com/en/p/9003400S40 | https://catalog.hewi.com/storage/downloads/HEWI_900_34_00S40_en.pdf
900.34.00S60 | HEWI Ceiling support, special length | Ceiling hanger, System 900 - Straight rail with fixing rose - For mounting curtain rails - Made of stainless steel powder-coated in the HEWI colours DX (matt white), DC (matt black), AY (matt light grey pearl mica), and SC (matt dark grey pearl mica) - Length made to measure from 150 mm to 299 mm - Rail diameter 25 mm, rose diameter 70 mm - Can be shortened on site to 200 mm at the rose - Fixed onto the ceiling with rose - Including non-corrosive and tested HEWI fixing material for wall mounting and sealing tape for sealing the drilling points Article no.: HEWI 900.34.00S60 | https://catalog.hewi.com/en/p/9003400S60 | https://catalog.hewi.com/storage/downloads/HEWI_900_34_00S60_en.pdf
900.34.00SXA | HEWI Ceiling support, special length | Ceiling hanger, System 900 - straight rail with mounting rose - for mounting curtain rails - made of high-quality stainless steel, satin surface - length made-to-measure from 150 mm to 299 mm - rail diameter 25 mm, rose diameter 70 mm - can be shortened at the rose to 200 mm on site - fixing on the ceiling with rose - including non-corrosive fixing material and sealing tape for sealing the drilling points Article no.: HEWI 900.34.00SXA | https://catalog.hewi.com/en/p/9003400SXA | https://catalog.hewi.com/storage/downloads/HEWI_900_34_00SXA_en.pdf
900.34.01S40 | HEWI Ceiling support, special length | Ceiling hanger, System 900 - straight rail with mounting rose - for mounting curtain rails - made of high-quality stainless steel, chrome - length made-to-measure from 301 mm to 1500 mm - rail diameter 25 mm, rose diameter 70 mm - can be shortened at the rose to 200 mm on site - fixing on the ceiling with rose - including non-corrosive fixing material and sealing tape for sealing the drilling points Article no.: HEWI 900.34.01S40 | https://catalog.hewi.com/en/p/9003401S40 | https://catalog.hewi.com/storage/downloads/HEWI_900_34_01S40_en.pdf
900.34.01S60 | HEWI Ceiling support, special length | Ceiling hanger, System 900 - Straight rail with fixing rose - For mounting curtain rails - Made of stainless steel powder-coated in the HEWI colours DX (matt white), DC (matt black), AY (matt light grey pearl mica), and SC (matt dark grey pearl mica) - Length made to measure from 301 mm to 1500 mm - Rail diameter 25 mm, rose diameter 70 mm - Can be shortened on site to 200 mm at the rose - Fixed onto the ceiling with rose - Including non-corrosive and tested HEWI fixing material for wall mounting and sealing tape for sealing the drilling points Article no.: HEWI 900.34.01S60 | https://catalog.hewi.com/en/p/9003401S60 | https://catalog.hewi.com/storage/downloads/HEWI_900_34_01S60_en.pdf
900.34.01SXA | HEWI Ceiling support, special length | Ceiling hanger, System 900 - straight rail with mounting rose - for mounting curtain rails - made of high-quality stainless steel, satin surface - length made-to-measure from 301 mm to 1500 mm - rail diameter 25 mm, rose diameter 70 mm - can be shortened at the rose to 200 mm on site - fixing on the ceiling with rose - including non-corrosive fixing material and sealing tape for sealing the drilling points Article no.: HEWI 900.34.01SXA | https://catalog.hewi.com/en/p/9003401SXA | https://catalog.hewi.com/storage/downloads/HEWI_900_34_01SXA_en.pdf
900.34.02SXA | HEWI Ceiling support | Ceiling hanger, System 900 - straight rod with cover rose - serves to fix curtain rails to suspended ceilings - made of high-quality stainless steel, satin surface finish - length made to measure from 150 mm to 1500 mm - rail diameter 25 mm, rose diameter 70 mm - fixing directly to threaded rod M8 provided by customer - including corrosion-free fixing material for the rose Article no.: HEWI 900.34.02SXA | https://catalog.hewi.com/en/p/9003402SXA | https://catalog.hewi.com/storage/downloads/HEWI_900_34_02SXA_en.pdf
900.34.10040 | HEWI Shower curtain rail | Curtain rail, System 900 - horizontally arranged rails connected at right-angles, with curtain rings - made of high-quality stainless steel, chrome - for shower tray 800 x 800 mm - fixing spacing 787 x 787 mm - with 16 curtain rings made of white POM - recommended curtain width 2300 mm - rail diameter 25 mm, rose diameter 70 mm - can be shortened at the ends on site to 320 mm - fixing with roses to wall and ceiling, ceiling support required - including non-corrosive and tested HEWI fixing material and sealing tape for sealing the drilling points Article no.: HEWI 900.34.10040 | https://catalog.hewi.com/en/p/9003410040 | https://catalog.hewi.com/storage/downloads/HEWI_900_34_10040_en.pdf
900.34.10060 | HEWI Shower curtain rail | Curtain rail, System 900 - horizontally arranged rails connected at right-angles, with curtain rings - made of high-quality stainless steel, powder-coated in HEWI colour DX (white deep matt) with 16 curtain rings made of white POM or powder-coated in HEWI colours DC (black deep matt) and SC (dark grey pearl mica deep matt) with 16 curtain rings made of black POM - for shower tray 800 x 800 mm - fixing spacing 787 x 787 mm - recommended curtain width 2300 mm - rail diameter 25 mm, rose diameter 70 mm - can be shortened at the ends on site to 320 mm - fixing with roses to wall and ceiling, ceiling support required - including non-corrosive and tested HEWI fixing material and sealing tape for sealing the drilling points Article no.: HEWI 900.34.10060 | https://catalog.hewi.com/en/p/9003410060 | https://catalog.hewi.com/storage/downloads/HEWI_900_34_10060_en.pdf
900.34.100XA | HEWI Shower curtain rail | Curtain rail, System 900 - horizontally arranged rails connected at right-angles, with curtain rings - made of high-quality stainless steel, satin - for shower tray 800 x 800 mm - fixing spacing 787 x 787 mm - with 16 curtain rings made of white POM - recommended curtain width 2300 mm - rail diameter 25 mm, rose diameter 70 mm - can be shortened at the ends on site to 320 mm - fixing with roses to wall and ceiling, ceiling support required - including non-corrosive and tested HEWI fixing material and sealing tape for sealing the drilling points Article no.: HEWI 900.34.100XA | https://catalog.hewi.com/en/p/90034100XA | https://catalog.hewi.com/storage/downloads/HEWI_900_34_100XA_en.pdf
900.34.10140 | HEWI Shower curtain rail | Curtain rail, System 900 - horizontally arranged rails connected at right-angles, with curtain rings - made of high-quality stainless steel, chrome - for shower tray 900 x 900 mm - fixing spacing 887 x 887 mm - with 18 curtain rings made of white POM - recommended curtain width 2500 mm - rail diameter 25 mm, rose diameter 70 mm - can be shortened at the ends on site to 320 mm - fixing with roses to wall and ceiling, ceiling support required - including non-corrosive and tested HEWI fixing material and sealing tape for sealing the drilling points Article no.: HEWI 900.34.10140 | https://catalog.hewi.com/en/p/9003410140 | https://catalog.hewi.com/storage/downloads/HEWI_900_34_10140_en.pdf
900.34.10160 | HEWI Shower curtain rail | Curtain rail, System 900 - horizontally arranged rails connected at right-angles, with curtain rings - made of high-quality stainless steel, powder-coated in HEWI colour DX (white deep matt) with 18 curtain rings made of white POM or powder-coated in HEWI colours DC (black deep matt) and SC (dark grey pearl mica deep matt) with 18 curtain rings made of black POM - for shower tray 900 x 900 mm - fixing spacing 887 x 887 mm - recommended curtain width 2500 mm - rail diameter 25 mm, rose diameter 70 mm - can be shortened at the ends on site to 320 mm - fixing with roses to wall and ceiling, ceiling support required - including non-corrosive and tested HEWI fixing material and sealing tape for sealing the drilling points Article no.: HEWI 900.34.10160 | https://catalog.hewi.com/en/p/9003410160 | https://catalog.hewi.com/storage/downloads/HEWI_900_34_10160_en.pdf
900.34.101XA | HEWI Shower curtain rail | Curtain rail, System 900 - horizontally arranged rails connected at right-angles, with curtain rings - made of high-quality stainless steel, satin - for shower tray 900 x 900 mm - fixing spacing 887 x 887 mm - with 18 curtain rings made of white POM - recommended curtain width 2500 mm - rail diameter 25 mm, rose diameter 70 mm - can be shortened at the ends on site to 320 mm - fixing with roses to wall and ceiling, ceiling support required - including non-corrosive and tested HEWI fixing material and sealing tape for sealing the drilling points Article no.: HEWI 900.34.101XA | https://catalog.hewi.com/en/p/90034101XA | https://catalog.hewi.com/storage/downloads/HEWI_900_34_101XA_en.pdf
900.34.10240 | HEWI Shower curtain rail | Curtain rail, System 900 - horizontally arranged rails connected at right-angles, with curtain rings - made of high-quality stainless steel, chrome - for shower tray 1000 x 1000 mm - fixing spacing 987 x 987 mm - with 20 curtain rings made of white POM - recommended curtain width 3000 mm - rail diameter 25 mm, rose diameter 70 mm - can be shortened at the ends on site to 320 mm - fixing with roses to wall and ceiling, ceiling support required - including non-corrosive and tested HEWI fixing material and sealing tape for sealing the drilling points Article no.: HEWI 900.34.10240 | https://catalog.hewi.com/en/p/9003410240 | https://catalog.hewi.com/storage/downloads/HEWI_900_34_10240_en.pdf
900.34.10260 | HEWI Shower curtain rail | Curtain rail, System 900 - horizontally arranged rails connected at right-angles, with curtain rings - made of high-quality stainless steel, powder-coated in HEWI colour DX (white deep matt) with 20 curtain rings made of white POM or powder-coated in HEWI colours DC (black deep matt) and SC (dark grey pearl mica deep matt) with 20 curtain rings made of black POM - for shower tray 1000 x 1000 mm - fixing spacing 987 x 987 mm - recommended curtain width 3000 mm - rail diameter 25 mm, rose diameter 70 mm - can be shortened at the ends on site to 320 mm - fixing with roses to wall and ceiling, ceiling support required - including non-corrosive and tested HEWI fixing material and sealing tape for sealing the drilling points Article no.: HEWI 900.34.10260 | https://catalog.hewi.com/en/p/9003410260 | https://catalog.hewi.com/storage/downloads/HEWI_900_34_10260_en.pdf
900.34.102XA | HEWI Shower curtain rail | Curtain rail, System 900 - horizontally arranged rails connected at right-angles, with curtain rings - made of high-quality stainless steel, satin - for shower tray 1000 x 1000 mm - fixing spacing 987 x 987 mm - with 20 curtain rings made of white POM - recommended curtain width 3000 mm - rail diameter 25 mm, rose diameter 70 mm - can be shortened at the ends on site to 320 mm - fixing with roses to wall and ceiling, ceiling support required - including non-corrosive and tested HEWI fixing material and sealing tape for sealing the drilling points Article no.: HEWI 900.34.102XA | https://catalog.hewi.com/en/p/90034102XA | https://catalog.hewi.com/storage/downloads/HEWI_900_34_102XA_en.pdf
900.34.10340 | HEWI Shower curtain rail | Curtain rail, System 900 - horizontally arranged rails connected at right-angles, with curtain rings - made of high-quality stainless steel, chrome - for shower tray 1200 x 1200 mm - fixing spacing 1187 x 1187 mm - with 24 curtain rings made of white POM - recommended curtain width 3500 mm - rail diameter 25 mm, rose diameter 70 mm - can be shortened at the ends on site to 320 mm - fixing with roses to wall and ceiling, ceiling support required - including non-corrosive and tested HEWI fixing material and sealing tape for sealing the drilling points Article no.: HEWI 900.34.10340 | https://catalog.hewi.com/en/p/9003410340 | https://catalog.hewi.com/storage/downloads/HEWI_900_34_10340_en.pdf
900.34.10360 | HEWI Shower curtain rail | Curtain rail, System 900 - horizontally arranged rails connected at right-angles, with curtain rings - made of high-quality stainless steel, powder-coated in HEWI colour DX (white deep matt) with 24 curtain rings made of white POM or powder-coated in HEWI colours DC (black deep matt) and SC (dark grey pearl mica deep matt) with 24 curtain rings made of black POM - for shower tray 1200 x 1200 mm - fixing spacing 1187 x 1187 mm - recommended curtain width 3500 mm - rail diameter 25 mm, rose diameter 70 mm - can be shortened at the ends on site to 320 mm - fixing with roses to wall and ceiling, ceiling support required - including non-corrosive and tested HEWI fixing material and sealing tape for sealing the drilling points Article no.: HEWI 900.34.10360 | https://catalog.hewi.com/en/p/9003410360 | https://catalog.hewi.com/storage/downloads/HEWI_900_34_10360_en.pdf
900.34.103XA | HEWI Shower curtain rail | Curtain rail, System 900 - horizontally arranged rails connected at right-angles, with curtain rings - made of high-quality stainless steel, satin - for shower tray 1200 x 1200 mm - fixing spacing 1187 x 1187 mm - with 24 curtain rings made of white POM - recommended curtain width 3500 mm - rail diameter 25 mm, rose diameter 70 mm - can be shortened at the ends on site to 320 mm - fixing with roses to wall and ceiling, ceiling support required - including non-corrosive and tested HEWI fixing material and sealing tape for sealing the drilling points Article no.: HEWI 900.34.103XA | https://catalog.hewi.com/en/p/90034103XA | https://catalog.hewi.com/storage/downloads/HEWI_900_34_103XA_en.pdf
900.34.10440 | HEWI Shower curtain rail | Curtain rail, System 900 - horizontally arranged rails connected at right-angles, with curtain rings - made of high-quality stainless steel, chrome - for shower tray 1500 x 1500 mm - fixing spacing 1487 x 1487 mm - with 28 curtain rings made of white POM - recommended curtain width 4000 mm - rail diameter 25 mm, rose diameter 70 mm - can be shortened at the ends on site to 320 mm - fixing with roses to wall and ceiling, ceiling support required - including non-corrosive and tested HEWI fixing material and sealing tape for sealing the drilling points Article no.: HEWI 900.34.10440 | https://catalog.hewi.com/en/p/9003410440 | https://catalog.hewi.com/storage/downloads/HEWI_900_34_10440_en.pdf
900.34.10460 | HEWI Shower curtain rail | Curtain rail, System 900 - horizontally arranged rails connected at right-angles, with curtain rings - made of high-quality stainless steel, powder-coated in HEWI colour DX (white deep matt) with 28 curtain rings made of white POM or powder-coated in HEWI colours DC (black deep matt) and SC (dark grey pearl mica deep matt) with 28 curtain rings made of black POM - for shower tray 1500 x 1500 mm - fixing spacing 1487 x 1487 mm - recommended curtain width 4000 mm - rail diameter 25 mm, rose diameter 70 mm - can be shortened at the ends on site to 320 mm - fixing with roses to wall and ceiling, ceiling support required - including non-corrosive and tested HEWI fixing material and sealing tape for sealing the drilling points Article no.: HEWI 900.34.10460 | https://catalog.hewi.com/en/p/9003410460 | https://catalog.hewi.com/storage/downloads/HEWI_900_34_10460_en.pdf
900.34.104XA | HEWI Shower curtain rail | Curtain rail, System 900 - horizontally arranged rails connected at right-angles, with curtain rings - made of high-quality stainless steel, satin - for shower tray 1500 x 1500 mm - fixing spacing 1487 x 1487 mm - with 28 curtain rings made of white POM - recommended curtain width 4000 mm - rail diameter 25 mm, rose diameter 70 mm - can be shortened at the ends on site to 320 mm - fixing with roses to wall and ceiling, ceiling support required - including non-corrosive and tested HEWI fixing material and sealing tape for sealing the drilling points Article no.: HEWI 900.34.104XA | https://catalog.hewi.com/en/p/90034104XA | https://catalog.hewi.com/storage/downloads/HEWI_900_34_104XA_en.pdf
900.34.10540 | HEWI Shower curtain rail | Curtain rail, System 900 - horizontally arranged rails connected at right-angles, with curtain rings - made of high-quality stainless steel, chrome - for shower tray 2000 x 2000 mm - fixing spacing 1987 x 1987 mm - with 40 curtain rings made of white POM - recommended curtain width 2 x 2500 mm - rail diameter 25 mm, rose diameter 70 mm - can be shortened at the ends on site to 320 mm - fixing with roses to wall and ceiling, ceiling support required - including non-corrosive and tested HEWI fixing material and sealing tape for sealing the drilling points Article no.: HEWI 900.34.10540 | https://catalog.hewi.com/en/p/9003410540 | https://catalog.hewi.com/storage/downloads/HEWI_900_34_10540_en.pdf
900.34.10560 | HEWI Shower curtain rail | Curtain rail, System 900 - horizontally arranged rails connected at right-angles, with curtain rings - made of high-quality stainless steel, powder-coated in HEWI colour DX (white deep matt) with 40 curtain rings made of white POM or powder-coated in HEWI colours DC (black deep matt) and SC (dark grey pearl mica deep matt) with 40 curtain rings made of black POM - for shower tray 2000 x 2000 mm - fixing spacing 1987 x 1987 mm - recommended curtain width 2 x 2500 mm - rail diameter 25 mm, rose diameter 70 mm - can be shortened at the ends on site to 320 mm - fixing with roses to wall and ceiling, ceiling support required - including non-corrosive and tested HEWI fixing material and sealing tape for sealing the drilling points Article no.: HEWI 900.34.10560 | https://catalog.hewi.com/en/p/9003410560 | https://catalog.hewi.com/storage/downloads/HEWI_900_34_10560_en.pdf
900.34.10S40 | HEWI Shower curtain rail, special length | Curtain rail, System 900 - horizontally arranged rails connected at right-angles, with curtain rings - made of high-quality stainless steel, chrome - length made-to-measure from 320 mm to 1987 mm - with a corresponding number of curtain rings made of white POM - rail diameter 25 mm, rose diameter 70 mm - can be shortened at the ends on site to 320 mm - fixing with roses to wall and ceiling, ceiling support required - including non-corrosive and tested HEWI fixing material and sealing tape for sealing the drilling points Article no.: HEWI 900.34.10S40 | https://catalog.hewi.com/en/p/9003410S40 | https://catalog.hewi.com/storage/downloads/HEWI_900_34_10S40_en.pdf
900.34.10S60 | HEWI Shower curtain rail, special length | Curtain rail, System 900 - Horizontally arranged rails connected at right-angles, with curtain rings - made of high-quality stainless steel, powder-coated in HEWI colours DX (white deep matt) with curtain rings made of white POM or powder-coated in HEWI colours DC (black deep matt) and SC (dark grey pearl mica deep matt) with curtain rings made of black POM in corresponding number - Length made to measure from 320 mm to 1987 mm - Rail diameter 25 mm, rose diameter 70 mm - Can be shortened on site to 300 mm at the ends - Fixing with roses to wall and ceiling, ceiling support required - Including non-corrosive and tested HEWI fixing material for wall mounting and sealing tape to seal the drilling points Article no.: HEWI 900.34.10S60 | https://catalog.hewi.com/en/p/9003410S60 | https://catalog.hewi.com/storage/downloads/HEWI_900_34_10S60_en.pdf
900.34.10SXA | HEWI Shower curtain rail, special length | Curtain rail, System 900 - horizontally arranged rails connected at right-angles, with curtain rings - made of high-quality stainless steel, satin - length made-to-measure from 320 mm to 1987 mm - with a corresponding number of curtain rings made of white POM - rail diameter 25 mm, rose diameter 70 mm - can be shortened at the ends on site to 320 mm - fixing with roses to wall and ceiling, ceiling support required - including non-corrosive and tested HEWI fixing material and sealing tape for sealing the drilling points Article no.: HEWI 900.34.10SXA | https://catalog.hewi.com/en/p/9003410SXA | https://catalog.hewi.com/storage/downloads/HEWI_900_34_10SXA_en.pdf
900.34.30040 | HEWI Shower curtain rail | Curtain rail, System 900 - horizontally arranged rails connected at right-angles in U-shape, with curtain rings - made of high-quality stainless steel, chrome - for shower tray 1000 x 1000 mm - fixing spacing 987 x 975 x 987 mm - with 28 curtain rings made of white POM - recommended curtain width 4000 mm - rail diameter 25 mm, rose diameter 70 mm - can be shortened at the ends on site to 320 mm - fixing onto wall and ceiling with roses, ceiling hangers required (max. 600 mm long) - including non-corrosive and tested HEWI fixing material and sealing tape for sealing the drilling points Article no.: HEWI 900.34.30040 | https://catalog.hewi.com/en/p/9003430040 | https://catalog.hewi.com/storage/downloads/HEWI_900_34_30040_en.pdf
900.34.30060 | HEWI Shower curtain rail | Curtain rail, System 900 - horizontally arranged rails connected at right-angles in U-shape, with curtain rings - made of high-quality stainless steel, powder-coated in HEWI colour DX (white deep matt) with 28 curtain rings made of white POM or powder-coated in HEWI colours DC (black deep matt) and SC (dark grey pearl mica deep matt) with 28 curtain rings made of black POM - for shower tray 1000 x 1000 mm - fixing spacing 987 x 975 x 987 mm - recommended curtain width 4000 mm - rail diameter 25 mm, rose diameter 70 mm - can be shortened at the ends on site to 320 mm - fixing onto wall and ceiling with roses, ceiling hangers required (max. 600 mm long) - including non-corrosive and tested HEWI fixing material and sealing tape for sealing the drilling points Article no.: HEWI 900.34.30060 | https://catalog.hewi.com/en/p/9003430060 | https://catalog.hewi.com/storage/downloads/HEWI_900_34_30060_en.pdf
900.34.300XA | HEWI Shower curtain rail | Curtain rail, System 900 - horizontally arranged rails connected at right-angles in U-shape, with curtain rings - made of high-quality stainless steel, satin - for shower tray 1000 x 1000 mm - fixing spacing 987 x 975 x 987 mm - with 28 curtain rings made of white POM - recommended curtain width 4000 mm - rail diameter 25 mm, rose diameter 70 mm - can be shortened at the ends on site to 320 mm - fixing onto wall and ceiling with roses, ceiling hangers required (max. 600 mm long) - including non-corrosive and tested HEWI fixing material and sealing tape for sealing the drilling points Article no.: HEWI 900.34.300XA | https://catalog.hewi.com/en/p/90034300XA | https://catalog.hewi.com/storage/downloads/HEWI_900_34_300XA_en.pdf
900.34.30140 | HEWI Shower curtain rail | Curtain rail, System 900 - horizontally arranged rails connected at right-angles in U-shape, with curtain rings - made of high-quality stainless steel, chrome - for shower tray 1200 x 1200 mm - fixing spacing 1187 x 1175 x 1187 mm - with 34 curtain rings made of white POM - recommended curtain width 5000 mm - rail diameter 25 mm, rose diameter 70 mm - can be shortened at the ends on site to 320 mm - fixing onto wall and ceiling with roses, ceiling hangers required (max. 600 mm long) - including non-corrosive and tested HEWI fixing material and sealing tape for sealing the drilling points Article no.: HEWI 900.34.30140 | https://catalog.hewi.com/en/p/9003430140 | https://catalog.hewi.com/storage/downloads/HEWI_900_34_30140_en.pdf
900.34.30160 | HEWI Shower curtain rail | Curtain rail, System 900 - horizontally arranged rails connected at right-angles in U-shape, with curtain rings - made of high-quality stainless steel, powder-coated in HEWI colour DX (white deep matt) with 34 curtain rings made of white POM or powder-coated in HEWI colours DC (black deep matt) and SC (dark grey pearl mica deep matt) with 34 curtain rings made of black POM - for shower tray 1200 x 1200 mm - fixing spacing 1187 x 1175 x 1187 mm - recommended curtain width 5000 mm - rail diameter 25 mm, rose diameter 70 mm - can be shortened at the ends on site to 320 mm - fixing onto wall and ceiling with roses, ceiling hangers required (max. 600 mm long) - including non-corrosive and tested HEWI fixing material and sealing tape for sealing the drilling points Article no.: HEWI 900.34.30160 | https://catalog.hewi.com/en/p/9003430160 | https://catalog.hewi.com/storage/downloads/HEWI_900_34_30160_en.pdf
900.34.301XA | HEWI Shower curtain rail | Curtain rail, System 900 - horizontally arranged rails connected at right-angles in U-shape, with curtain rings - made of high-quality stainless steel, satin - for shower tray 1200 x 1200 mm - fixing spacing 1187 x 1175 x 1187 mm - with 34 curtain rings made of white POM - recommended curtain width 5000 mm - rail diameter 25 mm, rose diameter 70 mm - can be shortened at the ends on site to 320 mm - fixing onto wall and ceiling with roses, ceiling hangers required (max. 600 mm long) - including non-corrosive and tested HEWI fixing material and sealing tape for sealing the drilling points Article no.: HEWI 900.34.301XA | https://catalog.hewi.com/en/p/90034301XA | https://catalog.hewi.com/storage/downloads/HEWI_900_34_301XA_en.pdf
900.34.30240 | HEWI Shower curtain rail | Curtain rail, System 900 - horizontally arranged rails connected at right-angles in U-shape, with curtain rings - made of high-quality stainless steel, chrome - for shower tray 1500 x 1500 mm - fixing spacing 1487 x 1475 x 1487 mm - with 46 curtain rings made of white POM - recommended curtain width 2 x 3000 mm - rail diameter 25 mm, rose diameter 70 mm - can be shortened at the ends on site to 320 mm - fixing onto wall and ceiling with roses, ceiling hangers required (max. 600 mm long) - including non-corrosive and tested HEWI fixing material and sealing tape for sealing the drilling points Article no.: HEWI 900.34.30240 | https://catalog.hewi.com/en/p/9003430240 | https://catalog.hewi.com/storage/downloads/HEWI_900_34_30240_en.pdf
900.34.30260 | HEWI Shower curtain rail | Curtain rail, System 900 - horizontally arranged rails connected at right-angles in U-shape, with curtain rings - made of high-quality stainless steel, powder-coated in HEWI colour DX (white deep matt) with 46 curtain rings made of white POM or powder-coated in HEWI colours DC (black deep matt) and SC (dark grey pearl mica deep matt) with 46 curtain rings made of black POM - for shower tray 1500 x 1500 mm - fixing spacing 1487 x 1475 x 1487 mm - recommended curtain width 2 x 3000 mm - rail diameter 25 mm, rose diameter 70 mm - can be shortened at the ends on site to 320 mm - fixing onto wall and ceiling with roses, ceiling hangers required (max. 600 mm long) - including non-corrosive and tested HEWI fixing material and sealing tape for sealing the drilling points Article no.: HEWI 900.34.30260 | https://catalog.hewi.com/en/p/9003430260 | https://catalog.hewi.com/storage/downloads/HEWI_900_34_30260_en.pdf
900.34.302XA | HEWI Shower curtain rail | Curtain rail, System 900 - horizontally arranged rails connected at right-angles in U-shape, with curtain rings - made of high-quality stainless steel, satin - for shower tray 1500 x 1500 mm - fixing spacing 1487 x 1475 x 1487 mm - with 46 curtain rings made of white POM - recommended curtain width 2 x 3000 mm - rail diameter 25 mm, rose diameter 70 mm - can be shortened at the ends on site to 320 mm - fixing onto wall and ceiling with roses, ceiling hangers required (max. 600 mm long) - including non-corrosive and tested HEWI fixing material and sealing tape for sealing the drilling points Article no.: HEWI 900.34.302XA | https://catalog.hewi.com/en/p/90034302XA | https://catalog.hewi.com/storage/downloads/HEWI_900_34_302XA_en.pdf
900.34.30SXA | HEWI Shower curtain rail, special length | Curtain rail, System 900 - horizontally arranged rails connected at right-angles in U-shape, with curtain rings - made of high-quality stainless steel, satin - Lengths made-to-measure with rails for wall mounting from 320 mm to 1700 mm and connecting rail from 525 mm to 1675 mm - with a corresponding number of curtain rings made of white POM - rail diameter 25 mm, rose diameter 70 mm - can be shortened at the ends on site to 320 mm - fixing onto wall and ceiling with roses, ceiling hangers required (max. 600 mm long) - including non-corrosive and tested HEWI fixing material and sealing tape for sealing the drilling points Article no.: HEWI 900.34.30SXA | https://catalog.hewi.com/en/p/9003430SXA | https://catalog.hewi.com/storage/downloads/HEWI_900_34_30SXA_en.pdf
900.34.40040 | HEWI Shower curtain rail | Curtain rail, System 900 - straight rail with curtain rings - made of high-quality stainless steel, chrome - length 1000 mm - with 10 curtain rings made of white POM - recommended curtain width 1200 mm - rail diameter 25 mm, rose diameter 70 mm - can be shortened at the ends on site to 200 mm - including non-corrosive and tested HEWI fixing material for wall mounting and sealing tape for sealing the drilling points Article no.: HEWI 900.34.40040 | https://catalog.hewi.com/en/p/9003440040 | https://catalog.hewi.com/storage/downloads/HEWI_900_34_40040_en.pdf
900.34.40060 | HEWI Shower curtain rail | Curtain rail, System 900 - straight rail with curtain rings - made of high-quality stainless steel, powder-coated in HEWI colour DX (white deep matt) with 10 curtain rings made of white POM or powder-coated in HEWI colours DC (black deep matt) and SC (dark grey pearl mica deep matt) with 10 curtain rings made of black POM - length 1000 mm - recommended curtain width 1200 mm - rail diameter 25 mm, rose diameter 70 mm - can be shortened at the ends on site to 200 mm - including non-corrosive and tested HEWI fixing material for wall mounting and sealing tape for sealing the drilling points Article no.: HEWI 900.34.40060 | https://catalog.hewi.com/en/p/9003440060 | https://catalog.hewi.com/storage/downloads/HEWI_900_34_40060_en.pdf
900.34.400XA | HEWI Shower curtain rail | Curtain rail, System 900 - straight rail with curtain rings - made of high-quality stainless steel, satin - length 1000 mm - with 10 curtain rings made of white POM - recommended curtain width 1200 mm - rail diameter 25 mm, rose diameter 70 mm - can be shortened at the ends on site to 200 mm - including non-corrosive and tested HEWI fixing material for wall mounting and sealing tape for sealing the drilling points Article no.: HEWI 900.34.400XA | https://catalog.hewi.com/en/p/90034400XA | https://catalog.hewi.com/storage/downloads/HEWI_900_34_400XA_en.pdf
900.34.40140 | HEWI Shower curtain rail | Curtain rail, System 900 - straight rail with curtain rings - made of high-quality stainless steel, chrome - length 48 inch (1219 mm) - with 10 curtain rings made of white POM - rail diameter 1 inch (25 mm), rose diameter 2 3/4 inch (70 mm) - can be shortened at the ends to 7 7/8 inch (200 mm) on site - including non-corrosive and tested HEWI fixing material for wall mounting and sealing tape for sealing the drilling points Article no.: HEWI 900.34.40140 | https://catalog.hewi.com/en/p/9003440140 | https://catalog.hewi.com/storage/downloads/HEWI_900_34_40140_en.pdf
900.34.40160 | HEWI Shower curtain rail | Curtain rail, System 900 - straight rail with curtain rings - made of high-quality stainless steel, powder-coated in HEWI colour DX (white deep matt) with 10 curtain rings made of white POM or powder-coated in HEWI colours DC (black deep matt) and SC (dark grey pearl mica deep matt) with 10 curtain rings made of black POM - length 48 inch (1219 mm) - rail diameter 1 inch (25 mm), rose diameter 2 3/4 inch (70 mm) - can be shortened at the ends to 7 7/8 inch (200 mm) on site - including non-corrosive and tested HEWI fixing material for wall mounting and sealing tape for sealing the drilling points Article no.: HEWI 900.34.40160 | https://catalog.hewi.com/en/p/9003440160 | https://catalog.hewi.com/storage/downloads/HEWI_900_34_40160_en.pdf
900.34.401XA | HEWI Shower curtain rail | Curtain rail, System 900 - straight rail with curtain rings - made of high-quality stainless steel, matt sanded - length 48 inch (1219 mm) - with 10 curtain rings made of white POM - rail diameter 1 inch (25 mm), rose diameter 2 3/4 inch (70 mm) - can be shortened at the ends to 7 7/8 inch (200 mm) on site - including non-corrosive and tested HEWI fixing material for wall mounting and sealing tape for sealing the drilling points Article no.: HEWI 900.34.401XA | https://catalog.hewi.com/en/p/90034401XA | https://catalog.hewi.com/storage/downloads/HEWI_900_34_401XA_en.pdf
900.34.40240 | HEWI Shower curtain rail | Curtain rail, System 900 - straight rail with curtain rings - made of high-quality stainless steel, chrome - length 60 inch (1524 mm) - with 12 curtain rings made of white POM - rail diameter 1 inch (25 mm), rose diameter 2 3/4 inch (70 mm) - can be shortened at the ends to 7 7/8 inch (200 mm) on site - including non-corrosive and tested HEWI fixing material for wall mounting and sealing tape for sealing the drilling points Article no.: HEWI 900.34.40240 | https://catalog.hewi.com/en/p/9003440240 | https://catalog.hewi.com/storage/downloads/HEWI_900_34_40240_en.pdf
900.34.40260 | HEWI Shower curtain rail | Curtain rail, System 900 - straight rail with curtain rings - made of high-quality stainless steel, powder-coated in HEWI colour DX (white deep matt) with 12 curtain rings made of white POM or powder-coated in HEWI colours DC (black deep matt) and SC (dark grey pearl mica deep matt) with 12 curtain rings made of black POM - length 60 inch (1524 mm) - rail diameter 1 inch (25 mm), rose diameter 2 3/4 inch (70 mm) - can be shortened at the ends to 7 7/8 inch (200 mm) on site - including non-corrosive and tested HEWI fixing material for wall mounting and sealing tape for sealing the drilling points Article no.: HEWI 900.34.40260 | https://catalog.hewi.com/en/p/9003440260 | https://catalog.hewi.com/storage/downloads/HEWI_900_34_40260_en.pdf
900.34.402XA | HEWI Shower curtain rail | Curtain rail, System 900 - straight rail with curtain rings - made of high-quality stainless steel, matt sanded - length 60 inch (1524 mm) - with 12 curtain rings made of white POM - rail diameter 1 inch (25 mm), rose diameter 2 3/4 inch (70 mm) - can be shortened at the ends to 7 7/8 inch (200 mm) on site - including non-corrosive and tested HEWI fixing material for wall mounting and sealing tape for sealing the drilling points Article no.: HEWI 900.34.402XA | https://catalog.hewi.com/en/p/90034402XA | https://catalog.hewi.com/storage/downloads/HEWI_900_34_402XA_en.pdf
900.34.40340 | HEWI Shower curtain rail | Curtain rail, System 900 - straight rail with curtain rings - made of high-quality stainless steel, chrome - length 2000 mm - with 20 curtain rings made of white POM - recommended curtain width 3000 mm - rail diameter 25 mm, rose diameter 70 mm - can be shortened at the ends on site to 200 mm - including non-corrosive and tested HEWI fixing material for wall mounting and sealing tape for sealing the drilling points Article no.: HEWI 900.34.40340 | https://catalog.hewi.com/en/p/9003440340 | https://catalog.hewi.com/storage/downloads/HEWI_900_34_40340_en.pdf
900.34.40360 | HEWI Shower curtain rail | Curtain rail, System 900 - straight rail with curtain rings - made of high-quality stainless steel, powder-coated in HEWI colour DX (white deep matt) with 20 curtain rings made of white POM or powder-coated in HEWI colours DC (black deep matt) and SC (dark grey pearl mica deep matt) with 20 curtain rings made of black POM - length 2000 mm - recommended curtain width 3000 mm - rail diameter 25 mm, rose diameter 70 mm - can be shortened at the ends on site to 200 mm - including non-corrosive and tested HEWI fixing material for wall mounting and sealing tape for sealing the drilling points Article no.: HEWI 900.34.40360 | https://catalog.hewi.com/en/p/9003440360 | https://catalog.hewi.com/storage/downloads/HEWI_900_34_40360_en.pdf
900.34.40S40 | HEWI Shower curtain rail, special length | Curtain rail, System 900 - straight rail with curtain rings - made of high-quality stainless steel, chrome - length made-to-measure from 400 mm to 2000 mm - with a corresponding number of curtain rings made of white POM - rail diameter 25 mm, rose diameter 70 mm - can be shortened at the ends on site to 200 mm - including non-corrosive and tested HEWI fixing material for wall mounting and sealing tape for sealing the drilling points Article no.: HEWI 900.34.40S40 | https://catalog.hewi.com/en/p/9003440S40 | https://catalog.hewi.com/storage/downloads/HEWI_900_34_40S40_en.pdf
900.34.40S60 | HEWI Shower curtain rail, special length | Curtain rail, System 900 - Straight rail with curtain rings - made of high-quality stainless steel, powder-coated in HEWI colours DX (white deep matt) with curtain rings made of white POM or powder-coated in HEWI colours DC (black deep matt) and SC (dark grey pearl mica deep matt) with curtain rings made of black POM in corresponding number - Length made to measure from 400 mm to 2000 mm - Rail diameter 25 mm, rose diameter 70 mm - Can be shortened on site to 200 mm at the ends - Including non-corrosive and tested HEWI fixing material for wall mounting and sealing tape to seal the drilling points Article no.: HEWI 900.34.40S60 | https://catalog.hewi.com/en/p/9003440S60 | https://catalog.hewi.com/storage/downloads/HEWI_900_34_40S60_en.pdf
900.34.40SXA | HEWI Shower curtain rail, special length | Curtain rail, System 900 - straight rail with curtain rings - made of high-quality stainless steel, satin - length made-to-measure from 400 mm to 2000 mm - with a corresponding number of curtain rings made of white POM - rail diameter 25 mm, rose diameter 70 mm - can be shortened at the ends on site to 200 mm - including non-corrosive and tested HEWI fixing material for wall mounting and sealing tape for sealing the drilling points Article no.: HEWI 900.34.40SXA | https://catalog.hewi.com/en/p/9003440SXA | https://catalog.hewi.com/storage/downloads/HEWI_900_34_40SXA_en.pdf
900.35.10040 | HEWI Shower grab rail | Shower handrail, System 900 - horizontally arranged rails connected at right-angles, with mounting roses - right-hand version - horizontal lengths 765 mm and 475 mm, 88 mm deep - rail diameter 32 mm, tube thickness 2 mm, rose diameter 70 mm - made of high-quality stainless steel, chrome - reduced number of mounting roses due to innovative corner connection - including non-corrosive and tested HEWI fixing material for wall mounting and sealing tape for sealing the drilling points - Please note when using with hanging seats: Compatibility check required. - A detailed list of possible combinations of hand rails, L-shaped rails and shower handrails with matching hanging seats can be found in our online catalogue in the download area of the respective product. Article no.: HEWI 900.35.10040 | https://catalog.hewi.com/en/p/9003510040 | https://catalog.hewi.com/storage/downloads/HEWI_900_35_10040_en.pdf
900.35.10060 | HEWI Shower grab rail | Shower handrail, System 900 - horizontally arranged rails connected at right-angles, with mounting roses - right-hand version - horizontal lengths 765 mm and 475 mm, 88 mm deep - rail diameter 32 mm, tube thickness 2 mm, rose diameter 70 mm - made of high-quality stainless steel, powder-coated in HEWI colours DX (matt white), DC (matt black) and SC (matt dark grey pearl mica) - reduced number of mounting roses due to innovative corner connection - including non-corrosive and tested HEWI fixing material for wall mounting and sealing tape for sealing the drilling points - Please note when using with hanging seats: Compatibility check required. - A detailed list of possible combinations of hand rails, L-shaped rails and shower handrails with matching hanging seats can be found in our online catalogue in the download area of the respective product. Article no.: HEWI 900.35.10060 | https://catalog.hewi.com/en/p/9003510060 | https://catalog.hewi.com/storage/downloads/HEWI_900_35_10060_en.pdf
900.35.100XA | HEWI Shower grab rail | Shower handrail, System 900 - horizontally arranged rails connected at right-angles, with mounting roses - right-hand version - horizontal lengths 765 mm and 475 mm, 88 mm deep - rail diameter 32 mm, tube thickness 2 mm, rose diameter 70 mm - made of high-quality stainless steel, satin - reduced number of mounting roses due to innovative corner connection - including non-corrosive and tested HEWI fixing material for wall mounting and sealing tape for sealing the drilling points - Please note when using with hanging seats: Compatibility check required. - A detailed list of possible combinations of hand rails, L-shaped rails and shower handrails with matching hanging seats can be found in our online catalogue in the download area of the respective product. Article no.: HEWI 900.35.100XA | https://catalog.hewi.com/en/p/90035100XA | https://catalog.hewi.com/storage/downloads/HEWI_900_35_100XA_en.pdf
900.35.10140 | HEWI Shower grab rail | Shower handrail, System 900 - horizontally arranged rails connected at right-angles, with mounting roses - right-hand version - horizontal lengths 765 mm, 88 mm deep - rail diameter 32 mm, tube thickness 2 mm, rose diameter 70 mm - made of high-quality stainless steel, chrome - reduced number of mounting roses due to innovative corner connection - including non-corrosive and tested HEWI fixing material for wall mounting and sealing tape for sealing the drilling points - Please note when using with hanging seats: Compatibility check required. - A detailed list of possible combinations of hand rails, L-shaped rails and shower handrails with matching hanging seats can be found in our online catalogue in the download area of the respective product. Article no.: HEWI 900.35.10140 | https://catalog.hewi.com/en/p/9003510140 | https://catalog.hewi.com/storage/downloads/HEWI_900_35_10140_en.pdf
900.35.10160 | HEWI Shower grab rail | Shower handrail, System 900 - horizontally arranged rails connected at right-angles, with mounting roses - right-hand version - horizontal lengths 765 mm, 88 mm deep - rail diameter 32 mm, tube thickness 2 mm, rose diameter 70 mm - made of high-quality stainless steel, powder-coated in HEWI colours DX (matt white), DC (matt black) and SC (matt dark grey pearl mica) - reduced number of mounting roses due to innovative corner connection - including non-corrosive and tested HEWI fixing material for wall mounting and sealing tape for sealing the drilling points - Please note when using with hanging seats: Compatibility check required. - A detailed list of possible combinations of hand rails, L-shaped rails and shower handrails with matching hanging seats can be found in our online catalogue in the download area of the respective product. Article no.: HEWI 900.35.10160 | https://catalog.hewi.com/en/p/9003510160 | https://catalog.hewi.com/storage/downloads/HEWI_900_35_10160_en.pdf
900.35.101XA | HEWI Shower grab rail | Shower handrail, System 900 - horizontally arranged rails connected at right-angles, with mounting roses - right-hand version - horizontal lengths 765 mm, 88 mm deep - rail diameter 32 mm, tube thickness 2 mm, rose diameter 70 mm - made of high-quality stainless steel, satin - reduced number of mounting roses due to innovative corner connection - including non-corrosive and tested HEWI fixing material for wall mounting and sealing tape for sealing the drilling points - Please note when using with hanging seats: Compatibility check required. - A detailed list of possible combinations of hand rails, L-shaped rails and shower handrails with matching hanging seats can be found in our online catalogue in the download area of the respective product. Article no.: HEWI 900.35.101XA | https://catalog.hewi.com/en/p/90035101XA | https://catalog.hewi.com/storage/downloads/HEWI_900_35_101XA_en.pdf
900.35.10240 | HEWI Shower grab rail | Shower handrail, System 900 - horizontally arranged rails connected at right-angles, with mounting roses - right-hand version - horizontal lengths 965 mm, 88 mm deep - rail diameter 32 mm, tube thickness 2 mm, rose diameter 70 mm - made of high-quality stainless steel, chrome - reduced number of mounting roses due to innovative corner connection - including non-corrosive and tested HEWI fixing material for wall mounting and sealing tape for sealing the drilling points - Please note when using with hanging seats: Compatibility check required. - A detailed list of possible combinations of hand rails, L-shaped rails and shower handrails with matching hanging seats can be found in our online catalogue in the download area of the respective product. Article no.: HEWI 900.35.10240 | https://catalog.hewi.com/en/p/9003510240 | https://catalog.hewi.com/storage/downloads/HEWI_900_35_10240_en.pdf
900.35.10260 | HEWI Shower grab rail | Shower handrail, System 900 - horizontally arranged rails connected at right-angles, with mounting roses - right-hand version - horizontal lengths 965 mm, 88 mm deep - rail diameter 32 mm, tube thickness 2 mm, rose diameter 70 mm - made of high-quality stainless steel, powder-coated in HEWI colours DX (matt white), DC (matt black) and SC (matt dark grey pearl mica) - reduced number of mounting roses due to innovative corner connection - including non-corrosive and tested HEWI fixing material for wall mounting and sealing tape for sealing the drilling points - Please note when using with hanging seats: Compatibility check required. - A detailed list of possible combinations of hand rails, L-shaped rails and shower handrails with matching hanging seats can be found in our online catalogue in the download area of the respective product. Article no.: HEWI 900.35.10260 | https://catalog.hewi.com/en/p/9003510260 | https://catalog.hewi.com/storage/downloads/HEWI_900_35_10260_en.pdf
900.35.102XA | HEWI Shower grab rail | Shower handrail, System 900 - horizontally arranged rails connected at right-angles, with mounting roses - right-hand version - horizontal lengths 965 mm, 88 mm deep - rail diameter 32 mm, tube thickness 2 mm, rose diameter 70 mm - made of high-quality stainless steel, satin - reduced number of mounting roses due to innovative corner connection - including non-corrosive and tested HEWI fixing material for wall mounting and sealing tape for sealing the drilling points - Please note when using with hanging seats: Compatibility check required. - A detailed list of possible combinations of hand rails, L-shaped rails and shower handrails with matching hanging seats can be found in our online catalogue in the download area of the respective product. Article no.: HEWI 900.35.102XA | https://catalog.hewi.com/en/p/90035102XA | https://catalog.hewi.com/storage/downloads/HEWI_900_35_102XA_en.pdf
900.35.10340 | HEWI Shower grab rail | Shower handrail, System 900 - horizontally arranged rails connected at right-angles, with mounting roses - left-hand version - horizontal lengths 765 mm and 475 mm, 88 mm deep - rail diameter 32 mm, tube thickness 2 mm, rose diameter 70 mm - made of high-quality stainless steel, chrome - reduced number of mounting roses due to innovative corner connection - including non-corrosive and tested HEWI fixing material for wall mounting and sealing tape for sealing the drilling points - Please note when using with hanging seats: Compatibility check required. - A detailed list of possible combinations of hand rails, L-shaped rails and shower handrails with matching hanging seats can be found in our online catalogue in the download area of the respective product. Article no.: HEWI 900.35.10340 | https://catalog.hewi.com/en/p/9003510340 | https://catalog.hewi.com/storage/downloads/HEWI_900_35_10340_en.pdf
900.35.10360 | HEWI Shower grab rail | Shower handrail, System 900 - horizontally arranged rails connected at right-angles, with mounting roses - left-hand version - horizontal lengths 765 mm and 475 mm, 88 mm deep - rail diameter 32 mm, tube thickness 2 mm, rose diameter 70 mm - made of high-quality stainless steel, powder-coated in HEWI colours DX (matt white), DC (matt black) and SC (matt dark grey pearl mica) - reduced number of mounting roses due to innovative corner connection - including non-corrosive and tested HEWI fixing material for wall mounting and sealing tape for sealing the drilling points - Please note when using with hanging seats: Compatibility check required. - A detailed list of possible combinations of hand rails, L-shaped rails and shower handrails with matching hanging seats can be found in our online catalogue in the download area of the respective product. Article no.: HEWI 900.35.10360 | https://catalog.hewi.com/en/p/9003510360 | https://catalog.hewi.com/storage/downloads/HEWI_900_35_10360_en.pdf
900.35.103XA | HEWI Shower grab rail | Shower handrail, System 900 - horizontally arranged rails connected at right-angles, with mounting roses - left-hand version - horizontal lengths 765 mm and 475 mm, 88 mm deep - rail diameter 32 mm, tube thickness 2 mm, rose diameter 70 mm - made of high-quality stainless steel, satin - reduced number of mounting roses due to innovative corner connection - including non-corrosive and tested HEWI fixing material for wall mounting and sealing tape for sealing the drilling points - Please note when using with hanging seats: Compatibility check required. - A detailed list of possible combinations of hand rails, L-shaped rails and shower handrails with matching hanging seats can be found in our online catalogue in the download area of the respective product. Article no.: HEWI 900.35.103XA | https://catalog.hewi.com/en/p/90035103XA | https://catalog.hewi.com/storage/downloads/HEWI_900_35_103XA_en.pdf
900.35.10440 | HEWI Shower grab rail | Shower handrail, System 900 - horizontally arranged rails connected at right-angles, with mounting roses - left-hand version - horizontal lengths 765 mm, 88 mm deep - rail diameter 32 mm, tube thickness 2 mm, rose diameter 70 mm - made of high-quality stainless steel, chrome - reduced number of mounting roses due to innovative corner connection - including non-corrosive and tested HEWI fixing material for wall mounting and sealing tape for sealing the drilling points - Please note when using with hanging seats: Compatibility check required. - A detailed list of possible combinations of hand rails, L-shaped rails and shower handrails with matching hanging seats can be found in our online catalogue in the download area of the respective product. Article no.: HEWI 900.35.10440 | https://catalog.hewi.com/en/p/9003510440 | https://catalog.hewi.com/storage/downloads/HEWI_900_35_10440_en.pdf
900.35.10460 | HEWI Shower grab rail | Shower handrail, System 900 - horizontally arranged rails connected at right-angles, with mounting roses - left-hand version - horizontal lengths 765 mm, 88 mm deep - rail diameter 32 mm, tube thickness 2 mm, rose diameter 70 mm - made of high-quality stainless steel, powder-coated in HEWI colours DX (matt white), DC (matt black) and SC (matt dark grey pearl mica) - reduced number of mounting roses due to innovative corner connection - including non-corrosive and tested HEWI fixing material for wall mounting and sealing tape for sealing the drilling points - Please note when using with hanging seats: Compatibility check required. - A detailed list of possible combinations of hand rails, L-shaped rails and shower handrails with matching hanging seats can be found in our online catalogue in the download area of the respective product. Article no.: HEWI 900.35.10460 | https://catalog.hewi.com/en/p/9003510460 | https://catalog.hewi.com/storage/downloads/HEWI_900_35_10460_en.pdf
900.35.104XA | HEWI Shower grab rail | Shower handrail, System 900 - horizontally arranged rails connected at right-angles, with mounting roses - left-hand version - horizontal lengths 765 mm, 88 mm deep - rail diameter 32 mm, tube thickness 2 mm, rose diameter 70 mm - made of high-quality stainless steel, satin - reduced number of mounting roses due to innovative corner connection - including non-corrosive and tested HEWI fixing material for wall mounting and sealing tape for sealing the drilling points - Please note when using with hanging seats: Compatibility check required. - A detailed list of possible combinations of hand rails, L-shaped rails and shower handrails with matching hanging seats can be found in our online catalogue in the download area of the respective product. Article no.: HEWI 900.35.104XA | https://catalog.hewi.com/en/p/90035104XA | https://catalog.hewi.com/storage/downloads/HEWI_900_35_104XA_en.pdf
900.35.10540 | HEWI Shower grab rail | Shower handrail, System 900 - horizontally arranged rails connected at right-angles, with mounting roses - left-hand version - horizontal lengths 965 mm, 88 mm deep - rail diameter 32 mm, tube thickness 2 mm, rose diameter 70 mm - made of high-quality stainless steel, chrome - reduced number of mounting roses due to innovative corner connection - including non-corrosive and tested HEWI fixing material for wall mounting and sealing tape for sealing the drilling points - Please note when using with hanging seats: Compatibility check required. - A detailed list of possible combinations of hand rails, L-shaped rails and shower handrails with matching hanging seats can be found in our online catalogue in the download area of the respective product. Article no.: HEWI 900.35.10540 | https://catalog.hewi.com/en/p/9003510540 | https://catalog.hewi.com/storage/downloads/HEWI_900_35_10540_en.pdf
900.35.10560 | HEWI Shower grab rail | Shower handrail, System 900 - horizontally arranged rails connected at right-angles, with mounting roses - left-hand version - horizontal lengths 965 mm, 88 mm deep - rail diameter 32 mm, tube thickness 2 mm, rose diameter 70 mm - made of high-quality stainless steel, powder-coated in HEWI colours DX (matt white), DC (matt black) and SC (matt dark grey pearl mica) - reduced number of mounting roses due to innovative corner connection - including non-corrosive and tested HEWI fixing material for wall mounting and sealing tape for sealing the drilling points - Please note when using with hanging seats: Compatibility check required. - A detailed list of possible combinations of hand rails, L-shaped rails and shower handrails with matching hanging seats can be found in our online catalogue in the download area of the respective product. Article no.: HEWI 900.35.10560 | https://catalog.hewi.com/en/p/9003510560 | https://catalog.hewi.com/storage/downloads/HEWI_900_35_10560_en.pdf
900.35.105XA | HEWI Shower grab rail | Shower handrail, System 900 - horizontally arranged rails connected at right-angles, with mounting roses - left-hand version - horizontal lengths 965 mm, 88 mm deep - rail diameter 32 mm, tube thickness 2 mm, rose diameter 70 mm - made of high-quality stainless steel, satin - reduced number of mounting roses due to innovative corner connection - including non-corrosive and tested HEWI fixing material for wall mounting and sealing tape for sealing the drilling points - Please note when using with hanging seats: Compatibility check required. - A detailed list of possible combinations of hand rails, L-shaped rails and shower handrails with matching hanging seats can be found in our online catalogue in the download area of the respective product. Article no.: HEWI 900.35.105XA | https://catalog.hewi.com/en/p/90035105XA | https://catalog.hewi.com/storage/downloads/HEWI_900_35_105XA_en.pdf
900.35.13040 | HEWI Shower grab rail | Shower handrail, System 900 - horizontally arranged rails connected at right-angles, with mounting roses - right-hand version - horizontal lengths 765 mm and 475 mm, 87 mm deep - rail diameter 30 mm, tube thickness 2 mm, rose diameter 70 mm - made of high-quality stainless steel, chrome - reduced number of mounting roses due to innovative corner connection - including non-corrosive and tested HEWI fixing material for wall mounting and sealing tape for sealing the drilling points - Please note when using with hanging seats: Compatibility check required. - A detailed list of possible combinations of hand rails, L-shaped rails and shower handrails with matching hanging seats can be found in our online catalogue in the download area of the respective product. Article no.: HEWI 900.35.13040 | https://catalog.hewi.com/en/p/9003513040 | https://catalog.hewi.com/storage/downloads/HEWI_900_35_13040_en.pdf
900.35.13060 | HEWI Shower grab rail | Shower handrail, System 900 - horizontally arranged rails connected at right-angles, with mounting roses - right-hand version - horizontal lengths 765 mm and 475 mm, 87 mm deep - rail diameter 30 mm, tube thickness 2 mm, rose diameter 70 mm - made of high-quality stainless steel, powder-coated in HEWI colours DX (matt white), DC (matt black) and SC (matt dark grey pearl mica) - reduced number of mounting roses due to innovative corner connection - including non-corrosive and tested HEWI fixing material for wall mounting and sealing tape for sealing the drilling points - Please note when using with hanging seats: Compatibility check required. - A detailed list of possible combinations of hand rails, L-shaped rails and shower handrails with matching hanging seats can be found in our online catalogue in the download area of the respective product. Article no.: HEWI 900.35.13060 | https://catalog.hewi.com/en/p/9003513060 | https://catalog.hewi.com/storage/downloads/HEWI_900_35_13060_en.pdf
900.35.13140 | HEWI Shower grab rail | Shower handrail, System 900 - horizontally arranged rails connected at right-angles, with mounting roses - right-hand version - horizontal lengths 765 mm, 87 mm deep - rail diameter 30 mm, tube thickness 2 mm, rose diameter 70 mm - made of high-quality stainless steel, chrome - reduced number of mounting roses due to innovative corner connection - including non-corrosive and tested HEWI fixing material for wall mounting and sealing tape for sealing the drilling points - Please note when using with hanging seats: Compatibility check required. - A detailed list of possible combinations of hand rails, L-shaped rails and shower handrails with matching hanging seats can be found in our online catalogue in the download area of the respective product. Article no.: HEWI 900.35.13140 | https://catalog.hewi.com/en/p/9003513140 | https://catalog.hewi.com/storage/downloads/HEWI_900_35_13140_en.pdf
900.35.13160 | HEWI Shower grab rail | Shower handrail, System 900 - horizontally arranged rails connected at right-angles, with mounting roses - right-hand version - horizontal lengths 765 mm, 87 mm deep - rail diameter 30 mm, tube thickness 2 mm, rose diameter 70 mm - made of high-quality stainless steel, powder-coated in HEWI colours DX (matt white), DC (matt black) and SC (matt dark grey pearl mica) - reduced number of mounting roses due to innovative corner connection - including non-corrosive and tested HEWI fixing material for wall mounting and sealing tape for sealing the drilling points - Please note when using with hanging seats: Compatibility check required. - A detailed list of possible combinations of hand rails, L-shaped rails and shower handrails with matching hanging seats can be found in our online catalogue in the download area of the respective product. Article no.: HEWI 900.35.13160 | https://catalog.hewi.com/en/p/9003513160 | https://catalog.hewi.com/storage/downloads/HEWI_900_35_13160_en.pdf
900.35.13240 | HEWI Shower grab rail | Shower handrail, System 900 - horizontally arranged rails connected at right-angles, with mounting roses - right-hand version - horizontal lengths 965 mm, 87 mm deep - rail diameter 30 mm, tube thickness 2 mm, rose diameter 70 mm - made of high-quality stainless steel, chrome - reduced number of mounting roses due to innovative corner connection - including non-corrosive and tested HEWI fixing material for wall mounting and sealing tape for sealing the drilling points - Please note when using with hanging seats: Compatibility check required. - A detailed list of possible combinations of hand rails, L-shaped rails and shower handrails with matching hanging seats can be found in our online catalogue in the download area of the respective product. Article no.: HEWI 900.35.13240 | https://catalog.hewi.com/en/p/9003513240 | https://catalog.hewi.com/storage/downloads/HEWI_900_35_13240_en.pdf
900.35.13260 | HEWI Shower grab rail | Shower handrail, System 900 - horizontally arranged rails connected at right-angles, with mounting roses - right-hand version - horizontal lengths 965 mm, 87 mm deep - rail diameter 30 mm, tube thickness 2 mm, rose diameter 70 mm - made of high-quality stainless steel, powder-coated in HEWI colours DX (matt white), DC (matt black) and SC (matt dark grey pearl mica) - reduced number of mounting roses due to innovative corner connection - including non-corrosive and tested HEWI fixing material for wall mounting and sealing tape for sealing the drilling points - Please note when using with hanging seats: Compatibility check required. - A detailed list of possible combinations of hand rails, L-shaped rails and shower handrails with matching hanging seats can be found in our online catalogue in the download area of the respective product. Article no.: HEWI 900.35.13260 | https://catalog.hewi.com/en/p/9003513260 | https://catalog.hewi.com/storage/downloads/HEWI_900_35_13260_en.pdf
900.35.13340 | HEWI Shower grab rail | Shower handrail, System 900 - horizontally arranged rails connected at right-angles, with mounting roses - left-hand version - horizontal lengths 765 mm and 475 mm, 87 mm deep - rail diameter 30 mm, tube thickness 2 mm, rose diameter 70 mm - made of high-quality stainless steel, chrome - reduced number of mounting roses due to innovative corner connection - including non-corrosive and tested HEWI fixing material for wall mounting and sealing tape for sealing the drilling points - Please note when using with hanging seats: Compatibility check required. - A detailed list of possible combinations of hand rails, L-shaped rails and shower handrails with matching hanging seats can be found in our online catalogue in the download area of the respective product. Article no.: HEWI 900.35.13340 | https://catalog.hewi.com/en/p/9003513340 | https://catalog.hewi.com/storage/downloads/HEWI_900_35_13340_en.pdf
900.35.13360 | HEWI Shower grab rail | Shower handrail, System 900 - horizontally arranged rails connected at right-angles, with mounting roses - left-hand version - horizontal lengths 765 mm and 475 mm, 87 mm deep - rail diameter 30 mm, tube thickness 2 mm, rose diameter 70 mm - made of high-quality stainless steel, powder-coated in HEWI colours DX (matt white), DC (matt black) and SC (matt dark grey pearl mica) - reduced number of mounting roses due to innovative corner connection - including non-corrosive and tested HEWI fixing material for wall mounting and sealing tape for sealing the drilling points - Please note when using with hanging seats: Compatibility check required. - A detailed list of possible combinations of hand rails, L-shaped rails and shower handrails with matching hanging seats can be found in our online catalogue in the download area of the respective product. Article no.: HEWI 900.35.13360 | https://catalog.hewi.com/en/p/9003513360 | https://catalog.hewi.com/storage/downloads/HEWI_900_35_13360_en.pdf
900.35.13440 | HEWI Shower grab rail | Shower handrail, System 900 - horizontally arranged rails connected at right-angles, with mounting roses - left-hand version - horizontal lengths 765 mm, 87 mm deep - rail diameter 30 mm, tube thickness 2 mm, rose diameter 70 mm - made of high-quality stainless steel, chrome - reduced number of mounting roses due to innovative corner connection - including non-corrosive and tested HEWI fixing material for wall mounting and sealing tape for sealing the drilling points - Please note when using with hanging seats: Compatibility check required. - A detailed list of possible combinations of hand rails, L-shaped rails and shower handrails with matching hanging seats can be found in our online catalogue in the download area of the respective product. Article no.: HEWI 900.35.13440 | https://catalog.hewi.com/en/p/9003513440 | https://catalog.hewi.com/storage/downloads/HEWI_900_35_13440_en.pdf
900.35.13460 | HEWI Shower grab rail | Shower handrail, System 900 - horizontally arranged rails connected at right-angles, with mounting roses - left-hand version - horizontal lengths 765 mm, 87 mm deep - rail diameter 30 mm, tube thickness 2 mm, rose diameter 70 mm - made of high-quality stainless steel, powder-coated in HEWI colours DX (matt white), DC (matt black) and SC (matt dark grey pearl mica) - reduced number of mounting roses due to innovative corner connection - including non-corrosive and tested HEWI fixing material for wall mounting and sealing tape for sealing the drilling points - Please note when using with hanging seats: Compatibility check required. - A detailed list of possible combinations of hand rails, L-shaped rails and shower handrails with matching hanging seats can be found in our online catalogue in the download area of the respective product. Article no.: HEWI 900.35.13460 | https://catalog.hewi.com/en/p/9003513460 | https://catalog.hewi.com/storage/downloads/HEWI_900_35_13460_en.pdf
900.35.13540 | HEWI Shower grab rail | Shower handrail, System 900 - horizontally arranged rails connected at right-angles, with mounting roses - left-hand version - horizontal lengths 965 mm, 87 mm deep - rail diameter 30 mm, tube thickness 2 mm, rose diameter 70 mm - made of high-quality stainless steel, chrome - reduced number of mounting roses due to innovative corner connection - including non-corrosive and tested HEWI fixing material for wall mounting and sealing tape for sealing the drilling points - Please note when using with hanging seats: Compatibility check required. - A detailed list of possible combinations of hand rails, L-shaped rails and shower handrails with matching hanging seats can be found in our online catalogue in the download area of the respective product. Article no.: HEWI 900.35.13540 | https://catalog.hewi.com/en/p/9003513540 | https://catalog.hewi.com/storage/downloads/HEWI_900_35_13540_en.pdf
900.35.13560 | HEWI Shower grab rail | Shower handrail, System 900 - horizontally arranged rails connected at right-angles, with mounting roses - left-hand version - horizontal lengths 965 mm, 87 mm deep - rail diameter 30 mm, tube thickness 2 mm, rose diameter 70 mm - made of high-quality stainless steel, powder-coated in HEWI colours DX (matt white), DC (matt black) and SC (matt dark grey pearl mica) - reduced number of mounting roses due to innovative corner connection - including non-corrosive and tested HEWI fixing material for wall mounting and sealing tape for sealing the drilling points - Please note when using with hanging seats: Compatibility check required. - A detailed list of possible combinations of hand rails, L-shaped rails and shower handrails with matching hanging seats can be found in our online catalogue in the download area of the respective product. Article no.: HEWI 900.35.13560 | https://catalog.hewi.com/en/p/9003513560 | https://catalog.hewi.com/storage/downloads/HEWI_900_35_13560_en.pdf
900.35.16040 | HEWI Shower grab rail (ADA) | Shower handrail, System 900 - horizontally arranged rails connected at right-angles, with mounting roses - right-hand version - horizontal lengths 25 1/2 inch (647 mm), 2 3/4 inch (70 mm) deep - rail diameter 1 1/4 inch (32 mm), tube thickness 1/16 inch (2 mm), rose diameter 2 3/4 inch (70 mm) - weight capacity up to 330 lbs (150 kg) - made of high-quality stainless steel, chrome - reduced number of mounting roses due to innovative corner connection - including non-corrosive and tested HEWI fixing material for wall mounting and sealing tape for sealing the drilling points - fulfils the requirements of the 2010 ADA Standards and ICC/ANSI A117.1-2017 Article no.: HEWI 900.35.16040 | https://catalog.hewi.com/en/p/9003516040 | https://catalog.hewi.com/storage/downloads/HEWI_900_35_16040_en.pdf
900.35.16060 | HEWI Shower grab rail (ADA) | Shower handrail, System 900 - horizontally arranged rails connected at right-angles, with mounting roses - right-hand version - horizontal lengths 25 1/2 inch x 647 2/3 inch (4 x 70 mm) - rail diameter 1 1/4 inch (32 mm), tube thickness 1/16 inch (2 mm), rose diameter 2 3/4 inch (70 mm) - weight capacity up to 330 lbs (150 kg) - made of high-quality stainless steel, powder-coated in HEWI colours DX (matt white), DC (matt black) and SC (matt dark grey pearl mica) - reduced number of mounting roses due to innovative corner connection - including non-corrosive and tested HEWI fixing material for wall mounting and sealing tape for sealing the drilling points - fulfils the requirements of the 2010 ADA Standards and ICC/ANSI A117.1-2017 Article no.: HEWI 900.35.16060 | https://catalog.hewi.com/en/p/9003516060 | https://catalog.hewi.com/storage/downloads/HEWI_900_35_16060_en.pdf
900.35.160XA | HEWI Shower grab rail (ADA) | Shower handrail, System 900 - horizontally arranged rails connected at right-angles, with mounting roses - right-hand version - horizontal lengths 25 1/2 inch (647 mm), 2 3/4 inch (70 mm) deep - rail diameter 1 1/4 inch (32 mm), tube thickness 1/16 inch (2 mm), rose diameter 2 3/4 inch (70 mm) - weight capacity up to 330 lbs (150 kg) - made of high-quality stainless steel, satin - reduced number of mounting roses due to innovative corner connection - including non-corrosive and tested HEWI fixing material for wall mounting and sealing tape for sealing the drilling points - fulfils the requirements of the 2010 ADA Standards and ICC/ANSI A117.1-2017 Article no.: HEWI 900.35.160XA | https://catalog.hewi.com/en/p/90035160XA | https://catalog.hewi.com/storage/downloads/HEWI_900_35_160XA_en.pdf
900.35.16140 | HEWI Shower grab rail (ADA) | Shower handrail, System 900 - horizontally arranged rails connected at right-angles, with mounting roses - right-hand version - horizontal lengths 37 5/16 inch x 19 1/2 inch (947 x 495 mm), 2 3/4 inch (70 mm) deep - rail diameter 1 1/4 inch (32 mm), tube thickness 1/16 inch (2 mm), rose diameter 2 3/4 inch (70 mm) - weight capacity up to 330 lbs (150 kg) - made of high-quality stainless steel, chrome - reduced number of mounting roses due to innovative corner connection - including non-corrosive and tested HEWI fixing material for wall mounting and sealing tape for sealing the drilling points - fulfils the requirements of the 2010 ADA Standards and ICC/ANSI A117.1-2017 Article no.: HEWI 900.35.16140 | https://catalog.hewi.com/en/p/9003516140 | https://catalog.hewi.com/storage/downloads/HEWI_900_35_16140_en.pdf
900.35.16160 | HEWI Shower grab rail (ADA) | Shower handrail, System 900 - horizontally arranged rails connected at right-angles, with mounting roses - right-hand version - horizontal lengths 37 5/16 inch x 19 1/2 inch (947 x 495 mm), 2 3/4 inch (70 mm) deep - rail diameter 1 1/4 inch (32 mm), tube thickness 1/16 inch (2 mm), rose diameter 2 3/4 inch (70 mm) - weight capacity up to 330 lbs (150 kg) - made of high-quality stainless steel, powder-coated in HEWI colours DX (matt white), DC (matt black) and SC (matt dark grey pearl mica) - reduced number of mounting roses due to innovative corner connection - including non-corrosive and tested HEWI fixing material for wall mounting and sealing tape for sealing the drilling points - fulfils the requirements of the 2010 ADA Standards and ICC/ANSI A117.1-2017 Article no.: HEWI 900.35.16160 | https://catalog.hewi.com/en/p/9003516160 | https://catalog.hewi.com/storage/downloads/HEWI_900_35_16160_en.pdf
900.35.161XA | HEWI Shower grab rail (ADA) | Shower handrail, System 900 - horizontally arranged rails connected at right-angles, with mounting roses - right-hand version - horizontal lengths 37 5/16 inch x 19 1/2 inch (947 x 495 mm), 2 3/4 inch (70 mm) deep - rail diameter 1 1/4 inch (32 mm), tube thickness 1/16 inch (2 mm), rose diameter 2 3/4 inch (70 mm) - weight capacity up to 330 lbs (150 kg) - made of high-quality stainless steel, satin - reduced number of mounting roses due to innovative corner connection - including non-corrosive and tested HEWI fixing material for wall mounting and sealing tape for sealing the drilling points - fulfils the requirements of the 2010 ADA Standards and ICC/ANSI A117.1-2017 Article no.: HEWI 900.35.161XA | https://catalog.hewi.com/en/p/90035161XA | https://catalog.hewi.com/storage/downloads/HEWI_900_35_161XA_en.pdf
900.35.16240 | HEWI Shower grab rail (ADA) | Shower handrail, System 900 - horizontally arranged rails connected at right-angles, with mounting roses - right-hand version - horizontal lengths 37 5/16 inch (947 mm), 2 3/4 inch (70 mm) deep - rail diameter 1 1/4 inch (32 mm), tube thickness 1/16 inch (2 mm), rose diameter 2 3/4 inch (70 mm) - weight capacity up to 330 lbs (150 kg) - made of high-quality stainless steel, chrome - reduced number of mounting roses due to innovative corner connection - including non-corrosive and tested HEWI fixing material for wall mounting and sealing tape for sealing the drilling points - fulfils the requirements of the 2010 ADA Standards and ICC/ANSI A117.1-2017 Article no.: HEWI 900.35.16240 | https://catalog.hewi.com/en/p/9003516240 | https://catalog.hewi.com/storage/downloads/HEWI_900_35_16240_en.pdf
900.35.16260 | HEWI Shower grab rail (ADA) | Shower handrail, System 900 - horizontally arranged rails connected at right-angles, with mounting roses - right-hand version - horizontal lengths 37 5/16 inch (947 mm), 2 3/4 inch (70 mm) deep - rail diameter 1 1/4 inch (32 mm), tube thickness 1/16 inch (2 mm), rose diameter 2 3/4 inch (70 mm) - weight capacity up to 330 lbs (150 kg) - made of high-quality stainless steel, powder-coated in HEWI colours DX (matt white), DC (matt black) and SC (matt dark grey pearl mica) - reduced number of mounting roses due to innovative corner connection - including non-corrosive and tested HEWI fixing material for wall mounting and sealing tape for sealing the drilling points - fulfils the requirements of the 2010 ADA Standards and ICC/ANSI A117.1-2017 Article no.: HEWI 900.35.16260 | https://catalog.hewi.com/en/p/9003516260 | https://catalog.hewi.com/storage/downloads/HEWI_900_35_16260_en.pdf
900.35.162XA | HEWI Shower grab rail (ADA) | Shower handrail, System 900 - horizontally arranged rails connected at right-angles, with mounting roses - right-hand version - horizontal lengths 37 5/16 inch (947 mm), 2 3/4 inch (70 mm) deep - rail diameter 1 1/4 inch (32 mm), tube thickness 1/16 inch (2 mm), rose diameter 2 3/4 inch (70 mm) - weight capacity up to 330 lbs (150 kg) - made of high-quality stainless steel, satin - reduced number of mounting roses due to innovative corner connection - including non-corrosive and tested HEWI fixing material for wall mounting and sealing tape for sealing the drilling points - fulfils the requirements of the 2010 ADA Standards and ICC/ANSI A117.1-2017 Article no.: HEWI 900.35.162XA | https://catalog.hewi.com/en/p/90035162XA | https://catalog.hewi.com/storage/downloads/HEWI_900_35_162XA_en.pdf
900.35.16340 | HEWI Shower grab rail (ADA) | Shower handrail, System 900 - horizontally arranged rails connected at right-angles, with mounting roses - left-hand version - horizontal lengths 25 1/2 inch x 647 2/3 inch (4 x 70 mm) - rail diameter 1 1/4 inch (32 mm), tube thickness 1/16 inch (2 mm), rose diameter 2 3/4 inch (70 mm) - weight capacity up to 330 lbs (150 kg) - made of high-quality stainless steel, chrome - reduced number of mounting roses due to innovative corner connection - including non-corrosive and tested HEWI fixing material for wall mounting and sealing tape for sealing the drilling points - fulfils the requirements of the 2010 ADA Standards and ICC/ANSI A117.1-2017 Article no.: HEWI 900.35.16340 | https://catalog.hewi.com/en/p/9003516340 | https://catalog.hewi.com/storage/downloads/HEWI_900_35_16340_en.pdf
900.35.16360 | HEWI Shower grab rail (ADA) | Shower handrail, System 900 - horizontally arranged rails connected at right-angles, with mounting roses - left-hand version - horizontal lengths 25 1/2 inch x 647 2/3 inch (4 x 70 mm) - rail diameter 1 1/4 inch (32 mm), tube thickness 1/16 inch (2 mm), rose diameter 2 3/4 inch (70 mm) - weight capacity up to 330 lbs (150 kg) - made of high-quality stainless steel, powder-coated in HEWI colours DX (matt white), DC (matt black) and SC (matt dark grey pearl mica) - reduced number of mounting roses due to innovative corner connection - including non-corrosive and tested HEWI fixing material for wall mounting and sealing tape for sealing the drilling points - fulfils the requirements of the 2010 ADA Standards and ICC/ANSI A117.1-2017 Article no.: HEWI 900.35.16360 | https://catalog.hewi.com/en/p/9003516360 | https://catalog.hewi.com/storage/downloads/HEWI_900_35_16360_en.pdf
900.35.163XA | HEWI Shower grab rail (ADA) | Shower handrail, System 900 - horizontally arranged rails connected at right-angles, with mounting roses - left-hand version - horizontal lengths 25 1/2 inch x 647 2/3 inch (4 x 70 mm) - rail diameter 1 1/4 inch (32 mm), tube thickness 1/16 inch (2 mm), rose diameter 2 3/4 inch (70 mm) - weight capacity up to 330 lbs (150 kg) - made of high-quality stainless steel, satin - reduced number of mounting roses due to innovative corner connection - including non-corrosive and tested HEWI fixing material for wall mounting and sealing tape for sealing the drilling points - fulfils the requirements of the 2010 ADA Standards and ICC/ANSI A117.1-2017 Article no.: HEWI 900.35.163XA | https://catalog.hewi.com/en/p/90035163XA | https://catalog.hewi.com/storage/downloads/HEWI_900_35_163XA_en.pdf
900.35.16440 | HEWI Shower grab rail (ADA) | Shower handrail, System 900 - horizontally arranged rails connected at right-angles, with mounting roses - left-hand version - horizontal lengths 37 5/16 inch x 19 1/2 inch (947 x 495 mm), 2 3/4 inch (70 mm) deep - rail diameter 1 1/4 inch (32 mm), tube thickness 1/16 inch (2 mm), rose diameter 2 3/4 inch (70 mm) - weight capacity up to 330 lbs (150 kg) - made of high-quality stainless steel, chrome - reduced number of mounting roses due to innovative corner connection - including non-corrosive and tested HEWI fixing material for wall mounting and sealing tape for sealing the drilling points - fulfils the requirements of the 2010 ADA Standards and ICC/ANSI A117.1-2017 Article no.: HEWI 900.35.16440 | https://catalog.hewi.com/en/p/9003516440 | https://catalog.hewi.com/storage/downloads/HEWI_900_35_16440_en.pdf
900.35.16460 | HEWI Shower grab rail (ADA) | Shower handrail, System 900 - horizontally arranged rails connected at right-angles, with mounting roses - left-hand version - horizontal lengths 37 5/16 inch x 19 1/2 inch (947 x 495 mm), 2 3/4 inch (70 mm) deep - rail diameter 1 1/4 inch (32 mm), tube thickness 1/16 inch (2 mm), rose diameter 2 3/4 inch (70 mm) - weight capacity up to 330 lbs (150 kg) - made of high-quality stainless steel, powder-coated in HEWI colours DX (matt white), DC (matt black) and SC (matt dark grey pearl mica) - reduced number of mounting roses due to innovative corner connection - including non-corrosive and tested HEWI fixing material for wall mounting and sealing tape for sealing the drilling points - fulfils the requirements of the 2010 ADA Standards and ICC/ANSI A117.1-2017 Article no.: HEWI 900.35.16460 | https://catalog.hewi.com/en/p/9003516460 | https://catalog.hewi.com/storage/downloads/HEWI_900_35_16460_en.pdf
900.35.164XA | HEWI Shower grab rail (ADA) | Shower handrail, System 900 - horizontally arranged rails connected at right-angles, with mounting roses - left-hand version - horizontal lengths 37 5/16 inch x 19 1/2 inch (947 x 495 mm), 2 3/4 inch (70 mm) deep - rail diameter 1 1/4 inch (32 mm), tube thickness 1/16 inch (2 mm), rose diameter 2 3/4 inch (70 mm) - weight capacity up to 330 lbs (150 kg) - made of high-quality stainless steel, satin - reduced number of mounting roses due to innovative corner connection - including non-corrosive and tested HEWI fixing material for wall mounting and sealing tape for sealing the drilling points - fulfils the requirements of the 2010 ADA Standards and ICC/ANSI A117.1-2017 Article no.: HEWI 900.35.164XA | https://catalog.hewi.com/en/p/90035164XA | https://catalog.hewi.com/storage/downloads/HEWI_900_35_164XA_en.pdf
900.35.16540 | HEWI Shower grab rail (ADA) | Shower handrail, System 900 - horizontally arranged rails connected at right-angles, with mounting roses - left-hand version - horizontal lengths 37 5/16 inch (947 mm), 2 3/4 inch (70 mm) deep - rail diameter 1 1/4 inch (32 mm), tube thickness 1/16 inch (2 mm), rose diameter 2 3/4 inch (70 mm) - weight capacity up to 330 lbs (150 kg) - made of high-quality stainless steel, chrome - reduced number of mounting roses due to innovative corner connection - including non-corrosive and tested HEWI fixing material for wall mounting and sealing tape for sealing the drilling points - fulfils the requirements of the 2010 ADA Standards and ICC/ANSI A117.1-2017 Article no.: HEWI 900.35.16540 | https://catalog.hewi.com/en/p/9003516540 | https://catalog.hewi.com/storage/downloads/HEWI_900_35_16540_en.pdf
900.35.16560 | HEWI Shower grab rail (ADA) | Shower handrail, System 900 - horizontally arranged rails connected at right-angles, with mounting roses - left-hand version - horizontal lengths 37 5/16 inch (947 mm), 2 3/4 inch (70 mm) deep - rail diameter 1 1/4 inch (32 mm), tube thickness 1/16 inch (2 mm), rose diameter 2 3/4 inch (70 mm) - weight capacity up to 330 lbs (150 kg) - made of high-quality stainless steel, powder-coated in HEWI colours DX (matt white), DC (matt black) and SC (matt dark grey pearl mica) - reduced number of mounting roses due to innovative corner connection - including non-corrosive and tested HEWI fixing material for wall mounting and sealing tape for sealing the drilling points - fulfils the requirements of the 2010 ADA Standards and ICC/ANSI A117.1-2017 Article no.: HEWI 900.35.16560 | https://catalog.hewi.com/en/p/9003516560 | https://catalog.hewi.com/storage/downloads/HEWI_900_35_16560_en.pdf
900.35.165XA | HEWI Shower grab rail (ADA) | Shower handrail, System 900 - horizontally arranged rails connected at right-angles, with mounting roses - left-hand version - horizontal lengths 37 5/16 inch (947 mm), 2 3/4 inch (70 mm) deep - rail diameter 1 1/4 inch (32 mm), tube thickness 1/16 inch (2 mm), rose diameter 2 3/4 inch (70 mm) - weight capacity up to 330 lbs (150 kg) - made of high-quality stainless steel, satin - reduced number of mounting roses due to innovative corner connection - including non-corrosive and tested HEWI fixing material for wall mounting and sealing tape for sealing the drilling points - fulfils the requirements of the 2010 ADA Standards and ICC/ANSI A117.1-2017 Article no.: HEWI 900.35.165XA | https://catalog.hewi.com/en/p/90035165XA | https://catalog.hewi.com/storage/downloads/HEWI_900_35_165XA_en.pdf
900.35.1S0XA | HEWI Support grab rail, special length | Shower handrail, System 900 - horizontally arranged rails connected at right-angles, with mounting roses - right-hand version - horizontal lengths made-to-measure, each from 475 mm to 1800 mm, 88 mm deep - rail diameter 32 mm, tube thickness 2 mm, rose diameter 70 mm - made of high-quality stainless steel, satin - reduced number of mounting roses due to innovative corner connection - including non-corrosive and tested HEWI fixing material for wall mounting and sealing tape for sealing the drilling points - Please note when using with hanging seats: Compatibility check required. - A detailed list of possible combinations of hand rails, L-shaped rails and shower handrails with matching hanging seats can be found in our online catalogue in the download area of the respective product. Article no.: HEWI 900.35.1S0XA | https://catalog.hewi.com/en/p/900351S0XA | https://catalog.hewi.com/storage/downloads/HEWI_900_35_1S0XA_en.pdf
900.35.1S2XA | HEWI Support grab rail, special length | Shower handrail, System 900 - horizontally arranged rails connected at right-angles, with mounting roses - left-hand version - horizontal lengths made-to-measure, each from 475 mm to 1800 mm, 88 mm deep - rail diameter 32 mm, tube thickness 2 mm, rose diameter 70 mm - made of high-quality stainless steel, satin - reduced number of mounting roses due to innovative corner connection - including non-corrosive and tested HEWI fixing material for wall mounting and sealing tape for sealing the drilling points - Please note when using with hanging seats: Compatibility check required. - A detailed list of possible combinations of hand rails, L-shaped rails and shower handrails with matching hanging seats can be found in our online catalogue in the download area of the respective product. Article no.: HEWI 900.35.1S2XA | https://catalog.hewi.com/en/p/900351S2XA | https://catalog.hewi.com/storage/downloads/HEWI_900_35_1S2XA_en.pdf
900.35.1S4XA | HEWI Shower grab bar (ADA) | Shower handrail, System 900 - horizontally arranged rails connected at right-angles, with mounting roses - right-hand version - horizontal lengths made-to-measure, each from 18 11/16 inch (475 mm) to 70 7/8 inch (1800 mm), 2 3/4 inch (70 mm) deep - rail diameter 1 1/4 inch (32 mm), tube thickness 1/16 inch (2 mm), rose diameter 2 3/4 inch (70 mm) - maximum loading capacity 330 lbs (150 kg) - made of high-quality stainless steel, satin - reduced number of mounting roses due to innovative corner connection - including non-corrosive and tested HEWI fixing material for wall mounting and sealing tape for sealing the drilling points - meets requirements according to 2010 ADA standards and ICC / ANSI A117.1-2017 Article no.: HEWI 900.35.1S4XA | https://catalog.hewi.com/en/p/900351S4XA | https://catalog.hewi.com/storage/downloads/HEWI_900_35_1S4XA_en.pdf
900.35.1S5XA | HEWI Shower grab bar (ADA) | Shower handrail, System 900 - horizontally arranged rails connected at right-angles, with mounting roses - left-hand version - horizontal lengths made-to-measure, each from 18 11/16 inch (475 mm) to 70 7/8 inch (1800 mm), 2 3/4 inch (70 mm) deep - rail diameter 1 1/4 inch (32 mm), tube thickness 1/16 inch (2 mm), rose diameter 2 3/4 inch (70 mm) - maximum loading capacity 330 lbs (150 kg) - made of high-quality stainless steel, satin - reduced number of mounting roses due to innovative corner connection - including non-corrosive and tested HEWI fixing material for wall mounting and sealing tape for sealing the drilling points - meets requirements according to 2010 ADA standards and ICC / ANSI A117.1-2017 Article no.: HEWI 900.35.1S5XA | https://catalog.hewi.com/en/p/900351S5XA | https://catalog.hewi.com/storage/downloads/HEWI_900_35_1S5XA_en.pdf
900.35.30040 | HEWI Shower grab rail with sideways adjustable vertical support bar and shower head holder | Shower handrail with sliding shower head rail, System 900 - vertical and horizontally arranged rails connected at right angles with mounting roses and shower head holder - with shower head rail that can be pushed to the side (for installation) - right-hand version - vertical length 1250 mm, horizontal lengths (corner mounting) 765 mm, 88 mm deep - rail diameter 32 mm, tube thickness 2 mm, rose diameter 70 mm - made of high-quality stainless steel, chrome - shower head holder made of high-quality matt polyamide in the HEWI colours 98 (signal white) and 92 (anthracite grey) - suitable for shower heads of various manufacturers - shower head holder can be tilted continuously and, after pressing a large pushbutton, its height can be adjusted - conical adapter on shower head holder makes it easier to hook in the shower head - reduced number of mounting roses due to innovative corner connection - including non-corrosive and tested HEWI fixing material for wall mounting and sealing tape for sealing the drilling points - Please note when using with hanging seats: Compatibility check required. - A detailed list of possible combinations of hand rails, L-shaped rails and shower handrails with matching hanging seats can be found in our online catalogue in the download area of the respective product. Article no.: HEWI 900.35.30040 | https://catalog.hewi.com/en/p/9003530040 | https://catalog.hewi.com/storage/downloads/HEWI_900_35_30040_en.pdf
900.35.30060 | HEWI Shower grab rail with sideways adjustable vertical support bar and shower head holder | Shower handrail with sliding shower head rail, System 900 - vertical and horizontally arranged rails connected at right angles with mounting roses and shower head holder - with shower head rail that can be pushed to the side (for installation) - right-hand version - vertical length 1250 mm, horizontal lengths (corner mounting) 765 mm, 88 mm deep - rail diameter 32 mm, tube thickness 2 mm, rose diameter 70 mm - made of high-quality stainless steel, powder-coated in the HEWI colour CV (matt black) and ER (matt dark grey pearl mica) with a showerhead holder in matt black polyamide or powder-coated in the HEWI colour AS (matt white) with a showerhead holder in matt white polyamide - suitable for shower heads of various manufacturers - shower head holder can be tilted continuously and, after pressing a large pushbutton, its height can be adjusted - conical adapter on shower head holder makes it easier to hook in the shower head - reduced number of mounting roses due to innovative corner connection - including non-corrosive and tested HEWI fixing material for wall mounting and sealing tape for sealing the drilling points - Please note when using with hanging seats: Compatibility check required. - A detailed list of possible combinations of hand rails, L-shaped rails and shower handrails with matching hanging seats can be found in our online catalogue in the download area of the respective product. Article no.: HEWI 900.35.30060 | https://catalog.hewi.com/en/p/9003530060 | https://catalog.hewi.com/storage/downloads/HEWI_900_35_30060_en.pdf
900.35.300XA | HEWI Shower grab rail with sideways adjustable vertical support bar and shower head holder | Shower handrail with sliding shower head rail, System 900 - vertical and horizontally arranged rails connected at right angles with mounting roses and shower head holder - with shower head rail that can be pushed to the side (for installation) - right-hand version - vertical length 1250 mm, horizontal lengths (corner mounting) 765 mm, 88 mm deep - rail diameter 32 mm, tube thickness 2 mm, rose diameter 70 mm - made of high-quality stainless steel, satin - shower head holder made of high-quality matt polyamide in the HEWI colours 98 (signal white) and 92 (anthracite grey) - suitable for shower heads of various manufacturers - shower head holder can be tilted continuously and, after pressing a large pushbutton, its height can be adjusted - conical adapter on shower head holder makes it easier to hook in the shower head - reduced number of mounting roses due to innovative corner connection - including non-corrosive and tested HEWI fixing material for wall mounting and sealing tape for sealing the drilling points - Please note when using with hanging seats: Compatibility check required. - A detailed list of possible combinations of hand rails, L-shaped rails and shower handrails with matching hanging seats can be found in our online catalogue in the download area of the respective product. Article no.: HEWI 900.35.300XA | https://catalog.hewi.com/en/p/90035300XA | https://catalog.hewi.com/storage/downloads/HEWI_900_35_300XA_en.pdf
900.35.30140 | HEWI Shower grab rail with sideways adjustable vertical support bar and shower head holder | Shower handrail with sliding shower head rail, System 900 - vertical and horizontally arranged rails connected at right angles with mounting roses and shower head holder - with shower head rail that can be pushed to the side (for installation) - right-hand version - vertical length 1250 mm, horizontal lengths (corner mounting) 965 mm, 88 mm deep - rail diameter 32 mm, tube thickness 2 mm, rose diameter 70 mm - made of high-quality stainless steel, chrome - shower head holder made of high-quality matt polyamide in the HEWI colours 98 (signal white) and 92 (anthracite grey) - suitable for shower heads of various manufacturers - shower head holder can be tilted continuously and, after pressing a large pushbutton, its height can be adjusted - conical adapter on shower head holder makes it easier to hook in the shower head - reduced number of mounting roses due to innovative corner connection - including non-corrosive and tested HEWI fixing material for wall mounting and sealing tape for sealing the drilling points - fulfils the ÖNORM B1600/1601 requirements - Please note when using with hanging seats: Compatibility check required. - A detailed list of possible combinations of hand rails, L-shaped rails and shower handrails with matching hanging seats can be found in our online catalogue in the download area of the respective product. Article no.: HEWI 900.35.30140 | https://catalog.hewi.com/en/p/9003530140 | https://catalog.hewi.com/storage/downloads/HEWI_900_35_30140_en.pdf
900.35.30160 | HEWI Shower grab rail with sideways adjustable vertical support bar and shower head holder | Shower handrail with sliding shower head rail, System 900 - vertical and horizontally arranged rails connected at right angles with mounting roses and shower head holder - with shower head rail that can be pushed to the side (for installation) - right-hand version - vertical length 1250 mm, horizontal lengths (corner mounting) 965 mm, 88 mm deep - rail diameter 32 mm, tube thickness 2 mm, rose diameter 70 mm - made of high-quality stainless steel, powder-coated in the HEWI colour CV (matt black) and ER (matt dark grey pearl mica) with a showerhead holder in matt black polyamide or powder-coated in the HEWI colour AS (matt white) with a showerhead holder in matt white polyamide - suitable for shower heads of various manufacturers - shower head holder can be tilted continuously and, after pressing a large pushbutton, its height can be adjusted - conical adapter on shower head holder makes it easier to hook in the shower head - reduced number of mounting roses due to innovative corner connection - including non-corrosive and tested HEWI fixing material for wall mounting and sealing tape for sealing the drilling points - fulfils the ÖNORM B1600/1601 requirements - Please note when using with hanging seats: Compatibility check required. - A detailed list of possible combinations of hand rails, L-shaped rails and shower handrails with matching hanging seats can be found in our online catalogue in the download area of the respective product. Article no.: HEWI 900.35.30160 | https://catalog.hewi.com/en/p/9003530160 | https://catalog.hewi.com/storage/downloads/HEWI_900_35_30160_en.pdf
900.35.301XA | HEWI Shower grab rail with sideways adjustable vertical support bar and shower head holder | Shower handrail with sliding shower head rail, System 900 - vertical and horizontally arranged rails connected at right angles with mounting roses and shower head holder - with shower head rail that can be pushed to the side (for installation) - right-hand version - vertical length 1250 mm, horizontal lengths (corner mounting) 965 mm, 88 mm deep - rail diameter 32 mm, tube thickness 2 mm, rose diameter 70 mm - made of high-quality stainless steel, satin - shower head holder made of high-quality matt polyamide in the HEWI colours 98 (signal white) and 92 (anthracite grey) - suitable for shower heads of various manufacturers - shower head holder can be tilted continuously and, after pressing a large pushbutton, its height can be adjusted - conical adapter on shower head holder makes it easier to hook in the shower head - reduced number of mounting roses due to innovative corner connection - including non-corrosive and tested HEWI fixing material for wall mounting and sealing tape for sealing the drilling points - fulfils the ÖNORM B1600/1601 requirements - Please note when using with hanging seats: Compatibility check required. - A detailed list of possible combinations of hand rails, L-shaped rails and shower handrails with matching hanging seats can be found in our online catalogue in the download area of the respective product. Article no.: HEWI 900.35.301XA | https://catalog.hewi.com/en/p/90035301XA | https://catalog.hewi.com/storage/downloads/HEWI_900_35_301XA_en.pdf
900.35.30240 | HEWI Shower grab rail with sideways adjustable vertical support bar and shower head holder | Shower handrail with sliding shower head rail, System 900 - vertical and horizontally arranged rails connected at right angles with mounting roses and shower head holder - with shower head rail that can be pushed to the side (for installation) - right-hand version - vertical length 1250 mm, horizontal lengths (corner mounting) 1185 mm and 765 mm, 88 mm deep - rail diameter 32 mm, tube thickness 2 mm, rose diameter 70 mm - made of high-quality stainless steel, chrome - shower head holder made of high-quality matt polyamide in the HEWI colours 98 (signal white) and 92 (anthracite grey) - suitable for shower heads of various manufacturers - shower head holder can be tilted continuously and, after pressing a large pushbutton, its height can be adjusted - conical adapter on shower head holder makes it easier to hook in the shower head - reduced number of mounting roses due to innovative corner connection - including non-corrosive and tested HEWI fixing material for wall mounting and sealing tape for sealing the drilling points - Please note when using with hanging seats: Compatibility check required. - A detailed list of possible combinations of hand rails, L-shaped rails and shower handrails with matching hanging seats can be found in our online catalogue in the download area of the respective product. Article no.: HEWI 900.35.30240 | https://catalog.hewi.com/en/p/9003530240 | https://catalog.hewi.com/storage/downloads/HEWI_900_35_30240_en.pdf
900.35.30260 | HEWI Shower grab rail with sideways adjustable vertical support bar and shower head holder | Shower handrail with sliding shower head rail, System 900 - vertical and horizontally arranged rails connected at right angles with mounting roses and shower head holder - with shower head rail that can be pushed to the side (for installation) - right-hand version - vertical length 1250 mm, horizontal lengths (corner mounting) 1185 mm and 765 mm, 88 mm deep - rail diameter 32 mm, tube thickness 2 mm, rose diameter 70 mm - made of high-quality stainless steel, powder-coated in the HEWI colour CV (matt black) and ER (matt dark grey pearl mica) with a showerhead holder in matt black polyamide or powder-coated in the HEWI colour AS (matt white) with a showerhead holder in matt white polyamide - suitable for shower heads of various manufacturers - shower head holder can be tilted continuously and, after pressing a large pushbutton, its height can be adjusted - conical adapter on shower head holder makes it easier to hook in the shower head - reduced number of mounting roses due to innovative corner connection - including non-corrosive and tested HEWI fixing material for wall mounting and sealing tape for sealing the drilling points - Please note when using with hanging seats: Compatibility check required. - A detailed list of possible combinations of hand rails, L-shaped rails and shower handrails with matching hanging seats can be found in our online catalogue in the download area of the respective product. Article no.: HEWI 900.35.30260 | https://catalog.hewi.com/en/p/9003530260 | https://catalog.hewi.com/storage/downloads/HEWI_900_35_30260_en.pdf
900.35.302XA | HEWI Shower grab rail with sideways adjustable vertical support bar and shower head holder | Shower handrail with sliding shower head rail, System 900 - vertical and horizontally arranged rails connected at right angles with mounting roses and shower head holder - with shower head rail that can be pushed to the side (for installation) - right-hand version - vertical length 1250 mm, horizontal lengths (corner mounting) 1185 mm and 765 mm, 88 mm deep - rail diameter 32 mm, tube thickness 2 mm, rose diameter 70 mm - made of high-quality stainless steel, satin - shower head holder made of high-quality matt polyamide in the HEWI colours 98 (signal white) and 92 (anthracite grey) - suitable for shower heads of various manufacturers - shower head holder can be tilted continuously and, after pressing a large pushbutton, its height can be adjusted - conical adapter on shower head holder makes it easier to hook in the shower head - reduced number of mounting roses due to innovative corner connection - including non-corrosive and tested HEWI fixing material for wall mounting and sealing tape for sealing the drilling points - Please note when using with hanging seats: Compatibility check required. - A detailed list of possible combinations of hand rails, L-shaped rails and shower handrails with matching hanging seats can be found in our online catalogue in the download area of the respective product. Article no.: HEWI 900.35.302XA | https://catalog.hewi.com/en/p/90035302XA | https://catalog.hewi.com/storage/downloads/HEWI_900_35_302XA_en.pdf
900.35.30340 | HEWI Shower grab rail with sideways adjustable vertical support bar and shower head holder | Shower handrail with sliding shower head rail, System 900 - vertical and horizontally arranged rails connected at right angles with mounting roses and shower head holder - with shower head rail that can be pushed to the side (for installation) - left-hand version - vertical length 1250 mm, horizontal lengths (corner mounting) 765 mm, 88 mm deep - rail diameter 32 mm, tube thickness 2 mm, rose diameter 70 mm - made of high-quality stainless steel, chrome - shower head holder made of high-quality matt polyamide in the HEWI colours 98 (signal white) and 92 (anthracite grey) - suitable for shower heads of various manufacturers - shower head holder can be tilted continuously and, after pressing a large pushbutton, its height can be adjusted - conical adapter on shower head holder makes it easier to hook in the shower head - reduced number of mounting roses due to innovative corner connection - including non-corrosive and tested HEWI fixing material for wall mounting and sealing tape for sealing the drilling points - Please note when using with hanging seats: Compatibility check required. - A detailed list of possible combinations of hand rails, L-shaped rails and shower handrails with matching hanging seats can be found in our online catalogue in the download area of the respective product. Article no.: HEWI 900.35.30340 | https://catalog.hewi.com/en/p/9003530340 | https://catalog.hewi.com/storage/downloads/HEWI_900_35_30340_en.pdf
900.35.30360 | HEWI Shower grab rail with sideways adjustable vertical support bar and shower head holder | Shower handrail with sliding shower head rail, System 900 - vertical and horizontally arranged rails connected at right angles with mounting roses and shower head holder - with shower head rail that can be pushed to the side (for installation) - left-hand version - vertical length 1250 mm, horizontal lengths (corner mounting) 765 mm, 88 mm deep - rail diameter 32 mm, tube thickness 2 mm, rose diameter 70 mm - made of high-quality stainless steel, powder-coated in the HEWI colour CV (matt black) and ER (matt dark grey pearl mica) with a showerhead holder in matt black polyamide or powder-coated in the HEWI colour AS (matt white) with a showerhead holder in matt white polyamide - suitable for shower heads of various manufacturers - shower head holder can be tilted continuously and, after pressing a large pushbutton, its height can be adjusted - conical adapter on shower head holder makes it easier to hook in the shower head - reduced number of mounting roses due to innovative corner connection - including non-corrosive and tested HEWI fixing material for wall mounting and sealing tape for sealing the drilling points - Please note when using with hanging seats: Compatibility check required. - A detailed list of possible combinations of hand rails, L-shaped rails and shower handrails with matching hanging seats can be found in our online catalogue in the download area of the respective product. Article no.: HEWI 900.35.30360 | https://catalog.hewi.com/en/p/9003530360 | https://catalog.hewi.com/storage/downloads/HEWI_900_35_30360_en.pdf
900.35.303XA | HEWI Shower grab rail with sideways adjustable vertical support bar and shower head holder | Shower handrail with sliding shower head rail, System 900 - vertical and horizontally arranged rails connected at right angles with mounting roses and shower head holder - with shower head rail that can be pushed to the side (for installation) - left-hand version - vertical length 1250 mm, horizontal lengths (corner mounting) 765 mm, 88 mm deep - rail diameter 32 mm, tube thickness 2 mm, rose diameter 70 mm - made of high-quality stainless steel, satin - shower head holder made of high-quality matt polyamide in the HEWI colours 98 (signal white) and 92 (anthracite grey) - suitable for shower heads of various manufacturers - shower head holder can be tilted continuously and, after pressing a large pushbutton, its height can be adjusted - conical adapter on shower head holder makes it easier to hook in the shower head - reduced number of mounting roses due to innovative corner connection - including non-corrosive and tested HEWI fixing material for wall mounting and sealing tape for sealing the drilling points - Please note when using with hanging seats: Compatibility check required. - A detailed list of possible combinations of hand rails, L-shaped rails and shower handrails with matching hanging seats can be found in our online catalogue in the download area of the respective product. Article no.: HEWI 900.35.303XA | https://catalog.hewi.com/en/p/90035303XA | https://catalog.hewi.com/storage/downloads/HEWI_900_35_303XA_en.pdf
900.35.30440 | HEWI Shower grab rail with sideways adjustable vertical support bar and shower head holder | Shower handrail with sliding shower head rail, System 900 - vertical and horizontally arranged rails connected at right angles with mounting roses and shower head holder - with shower head rail that can be pushed to the side (for installation) - left-hand version - vertical length 1250 mm, horizontal lengths (corner mounting) 965 mm, 88 mm deep - rail diameter 32 mm, tube thickness 2 mm, rose diameter 70 mm - made of high-quality stainless steel, chrome - shower head holder made of high-quality matt polyamide in the HEWI colours 98 (signal white) and 92 (anthracite grey) - suitable for shower heads of various manufacturers - shower head holder can be tilted continuously and, after pressing a large pushbutton, its height can be adjusted - conical adapter on shower head holder makes it easier to hook in the shower head - reduced number of mounting roses due to innovative corner connection - including non-corrosive and tested HEWI fixing material for wall mounting and sealing tape for sealing the drilling points - fulfils the ÖNORM B1600/1601 requirements - Please note when using with hanging seats: Compatibility check required. - A detailed list of possible combinations of hand rails, L-shaped rails and shower handrails with matching hanging seats can be found in our online catalogue in the download area of the respective product. Article no.: HEWI 900.35.30440 | https://catalog.hewi.com/en/p/9003530440 | https://catalog.hewi.com/storage/downloads/HEWI_900_35_30440_en.pdf
900.35.30460 | HEWI Shower grab rail with sideways adjustable vertical support bar and shower head holder | Shower handrail with sliding shower head rail, System 900 - vertical and horizontally arranged rails connected at right angles with mounting roses and shower head holder - with shower head rail that can be pushed to the side (for installation) - left-hand version - vertical length 1250 mm, horizontal lengths (corner mounting) 965 mm, 88 mm deep - rail diameter 32 mm, tube thickness 2 mm, rose diameter 70 mm - made of high-quality stainless steel, powder-coated in the HEWI colour CV (matt black) and ER (matt dark grey pearl mica) with a showerhead holder in matt black polyamide or powder-coated in the HEWI colour AS (matt white) with a showerhead holder in matt white polyamide - suitable for shower heads of various manufacturers - shower head holder can be tilted continuously and, after pressing a large pushbutton, its height can be adjusted - conical adapter on shower head holder makes it easier to hook in the shower head - reduced number of mounting roses due to innovative corner connection - including non-corrosive and tested HEWI fixing material for wall mounting and sealing tape for sealing the drilling points - fulfils the ÖNORM B1600/1601 requirements - Please note when using with hanging seats: Compatibility check required. - A detailed list of possible combinations of hand rails, L-shaped rails and shower handrails with matching hanging seats can be found in our online catalogue in the download area of the respective product. Article no.: HEWI 900.35.30460 | https://catalog.hewi.com/en/p/9003530460 | https://catalog.hewi.com/storage/downloads/HEWI_900_35_30460_en.pdf
900.35.304XA | HEWI Shower grab rail with sideways adjustable vertical support bar and shower head holder | Shower handrail with sliding shower head rail, System 900 - vertical and horizontally arranged rails connected at right angles with mounting roses and shower head holder - with shower head rail that can be pushed to the side (for installation) - left-hand version - vertical length 1250 mm, horizontal lengths (corner mounting) 965 mm, 88 mm deep - rail diameter 32 mm, tube thickness 2 mm, rose diameter 70 mm - made of high-quality stainless steel, satin - shower head holder made of high-quality matt polyamide in the HEWI colours 98 (signal white) and 92 (anthracite grey) - suitable for shower heads of various manufacturers - shower head holder can be tilted continuously and, after pressing a large pushbutton, its height can be adjusted - conical adapter on shower head holder makes it easier to hook in the shower head - reduced number of mounting roses due to innovative corner connection - including non-corrosive and tested HEWI fixing material for wall mounting and sealing tape for sealing the drilling points - fulfils the ÖNORM B1600/1601 requirements - Please note when using with hanging seats: Compatibility check required. - A detailed list of possible combinations of hand rails, L-shaped rails and shower handrails with matching hanging seats can be found in our online catalogue in the download area of the respective product. Article no.: HEWI 900.35.304XA | https://catalog.hewi.com/en/p/90035304XA | https://catalog.hewi.com/storage/downloads/HEWI_900_35_304XA_en.pdf
900.35.30540 | HEWI Shower grab rail with sideways adjustable vertical support bar and shower head holder | Shower handrail with sliding shower head rail, System 900 - vertical and horizontally arranged rails connected at right angles with mounting roses and shower head holder - with shower head rail that can be pushed to the side (for installation) - left-hand version - vertical length 1250 mm, horizontal lengths (corner mounting) 1185 mm and 765 mm, 88 mm deep - rail diameter 32 mm, tube thickness 2 mm, rose diameter 70 mm - made of high-quality stainless steel, chrome - shower head holder made of high-quality matt polyamide in the HEWI colours 98 (signal white) and 92 (anthracite grey) - suitable for shower heads of various manufacturers - shower head holder can be tilted continuously and, after pressing a large pushbutton, its height can be adjusted - conical adapter on shower head holder makes it easier to hook in the shower head - reduced number of mounting roses due to innovative corner connection - including non-corrosive and tested HEWI fixing material for wall mounting and sealing tape for sealing the drilling points - Please note when using with hanging seats: Compatibility check required. - A detailed list of possible combinations of hand rails, L-shaped rails and shower handrails with matching hanging seats can be found in our online catalogue in the download area of the respective product. Article no.: HEWI 900.35.30540 | https://catalog.hewi.com/en/p/9003530540 | https://catalog.hewi.com/storage/downloads/HEWI_900_35_30540_en.pdf
900.35.30560 | HEWI Shower grab rail with sideways adjustable vertical support bar and shower head holder | Shower handrail with sliding shower head rail, System 900 - vertical and horizontally arranged rails connected at right angles with mounting roses and shower head holder - with shower head rail that can be pushed to the side (for installation) - left-hand version - vertical length 1250 mm, horizontal lengths (corner mounting) 1185 mm and 765 mm, 88 mm deep - rail diameter 32 mm, tube thickness 2 mm, rose diameter 70 mm - made of high-quality stainless steel, powder-coated in the HEWI colour CV (matt black) and ER (matt dark grey pearl mica) with a showerhead holder in matt black polyamide or powder-coated in the HEWI colour AS (matt white) with a showerhead holder in matt white polyamide - suitable for shower heads of various manufacturers - shower head holder can be tilted continuously and, after pressing a large pushbutton, its height can be adjusted - conical adapter on shower head holder makes it easier to hook in the shower head - reduced number of mounting roses due to innovative corner connection - including non-corrosive and tested HEWI fixing material for wall mounting and sealing tape for sealing the drilling points - Please note when using with hanging seats: Compatibility check required. - A detailed list of possible combinations of hand rails, L-shaped rails and shower handrails with matching hanging seats can be found in our online catalogue in the download area of the respective product. Article no.: HEWI 900.35.30560 | https://catalog.hewi.com/en/p/9003530560 | https://catalog.hewi.com/storage/downloads/HEWI_900_35_30560_en.pdf
900.35.305XA | HEWI Shower grab rail with sideways adjustable vertical support bar and shower head holder | Shower handrail with sliding shower head rail, System 900 - vertical and horizontally arranged rails connected at right angles with mounting roses and shower head holder - with shower head rail that can be pushed to the side (for installation) - left-hand version - vertical length 1250 mm, horizontal lengths (corner mounting) 1185 mm and 765 mm, 88 mm deep - rail diameter 32 mm, tube thickness 2 mm, rose diameter 70 mm - made of high-quality stainless steel, satin - shower head holder made of high-quality matt polyamide in the HEWI colours 98 (signal white) and 92 (anthracite grey) - suitable for shower heads of various manufacturers - shower head holder can be tilted continuously and, after pressing a large pushbutton, its height can be adjusted - conical adapter on shower head holder makes it easier to hook in the shower head - reduced number of mounting roses due to innovative corner connection - including non-corrosive and tested HEWI fixing material for wall mounting and sealing tape for sealing the drilling points - Please note when using with hanging seats: Compatibility check required. - A detailed list of possible combinations of hand rails, L-shaped rails and shower handrails with matching hanging seats can be found in our online catalogue in the download area of the respective product. Article no.: HEWI 900.35.305XA | https://catalog.hewi.com/en/p/90035305XA | https://catalog.hewi.com/storage/downloads/HEWI_900_35_305XA_en.pdf
900.35.30640 | HEWI Shower grab rail with sideways adjustable vertical support bar and shower head holder | Shower handrail with sliding shower head rail, System 900 - vertical and horizontally arranged rails connected at right angles with mounting roses and shower head holder - with shower head rail that can be pushed to the side (for installation) - right-hand version - vertical length 1250 mm, horizontal lengths (corner mounting) 765 mm and 965 mm, 88 mm deep - rail diameter 32 mm, tube thickness 2 mm, rose diameter 70 mm - made of high-quality stainless steel, chrome - shower head holder made of high-quality matt polyamide in the HEWI colours 98 (signal white) and 92 (anthracite grey) - suitable for shower heads of various manufacturers - shower head holder can be tilted continuously and, after pressing a large pushbutton, its height can be adjusted - conical adapter on shower head holder makes it easier to hook in the shower head - reduced number of mounting roses due to innovative corner connection - including non-corrosive and tested HEWI fixing material for wall mounting and sealing tape for sealing the drilling points - fulfils the ÖNORM B1600/1601 requirements - Please note when using with hanging seats: Compatibility check required. - A detailed list of possible combinations of hand rails, L-shaped rails and shower handrails with matching hanging seats can be found in our online catalogue in the download area of the respective product. Article no.: HEWI 900.35.30640 | https://catalog.hewi.com/en/p/9003530640 | https://catalog.hewi.com/storage/downloads/HEWI_900_35_30640_en.pdf
900.35.30660 | HEWI Shower grab rail with sideways adjustable vertical support bar and shower head holder | Shower handrail with sliding shower head rail, System 900 - vertical and horizontally arranged rails connected at right angles with mounting roses and shower head holder - with shower head rail that can be pushed to the side (for installation) - right-hand version - vertical length 1250 mm, horizontal lengths (corner mounting) 765 mm and 965 mm, 88 mm deep - rail diameter 32 mm, tube thickness 2 mm, rose diameter 70 mm - made of high-quality stainless steel, powder-coated in the HEWI colour CV (matt black) and ER (matt dark grey pearl mica) with a showerhead holder in matt black polyamide or powder-coated in the HEWI colour AS (matt white) with a showerhead holder in matt white polyamide - suitable for shower heads of various manufacturers - shower head holder can be tilted continuously and, after pressing a large pushbutton, its height can be adjusted - conical adapter on shower head holder makes it easier to hook in the shower head - reduced number of mounting roses due to innovative corner connection - including non-corrosive and tested HEWI fixing material for wall mounting and sealing tape for sealing the drilling points - fulfils the ÖNORM B1600/1601 requirements - Please note when using with hanging seats: Compatibility check required. - A detailed list of possible combinations of hand rails, L-shaped rails and shower handrails with matching hanging seats can be found in our online catalogue in the download area of the respective product. Article no.: HEWI 900.35.30660 | https://catalog.hewi.com/en/p/9003530660 | https://catalog.hewi.com/storage/downloads/HEWI_900_35_30660_en.pdf
900.35.306XA | HEWI Shower grab rail with sideways adjustable vertical support bar and shower head holder | Shower handrail with sliding shower head rail, System 900 - vertical and horizontally arranged rails connected at right angles with mounting roses and shower head holder - with shower head rail that can be pushed to the side (for installation) - right-hand version - vertical length 1250 mm, horizontal lengths (corner mounting) 765 mm and 965 mm, 88 mm deep - rail diameter 32 mm, tube thickness 2 mm, rose diameter 70 mm - made of high-quality stainless steel, satin - shower head holder made of high-quality matt polyamide in the HEWI colours 98 (signal white) and 92 (anthracite grey) - suitable for shower heads of various manufacturers - shower head holder can be tilted continuously and, after pressing a large pushbutton, its height can be adjusted - conical adapter on shower head holder makes it easier to hook in the shower head - reduced number of mounting roses due to innovative corner connection - including non-corrosive and tested HEWI fixing material for wall mounting and sealing tape for sealing the drilling points - fulfils the ÖNORM B1600/1601 requirements - Please note when using with hanging seats: Compatibility check required. - A detailed list of possible combinations of hand rails, L-shaped rails and shower handrails with matching hanging seats can be found in our online catalogue in the download area of the respective product. Article no.: HEWI 900.35.306XA | https://catalog.hewi.com/en/p/90035306XA | https://catalog.hewi.com/storage/downloads/HEWI_900_35_306XA_en.pdf
900.35.30740 | HEWI Shower grab rail with sideways adjustable vertical support bar and shower head holder | Shower handrail with sliding shower head rail, System 900 - vertical and horizontally arranged rails connected at right angles with mounting roses and shower head holder - with shower head rail that can be pushed to the side (for installation) - left-hand version - vertical length 1250 mm, horizontal lengths (corner mounting) 765 mm and 965 mm, 88 mm deep - rail diameter 32 mm, tube thickness 2 mm, rose diameter 70 mm - made of high-quality stainless steel, chrome - shower head holder made of high-quality matt polyamide in the HEWI colours 98 (signal white) and 92 (anthracite grey) - suitable for shower heads of various manufacturers - shower head holder can be tilted continuously and, after pressing a large pushbutton, its height can be adjusted - conical adapter on shower head holder makes it easier to hook in the shower head - reduced number of mounting roses due to innovative corner connection - including non-corrosive and tested HEWI fixing material for wall mounting and sealing tape for sealing the drilling points - fulfils the ÖNORM B1600/1601 requirements - Please note when using with hanging seats: Compatibility check required. - A detailed list of possible combinations of hand rails, L-shaped rails and shower handrails with matching hanging seats can be found in our online catalogue in the download area of the respective product. Article no.: HEWI 900.35.30740 | https://catalog.hewi.com/en/p/9003530740 | https://catalog.hewi.com/storage/downloads/HEWI_900_35_30740_en.pdf
900.35.30760 | HEWI Shower grab rail with sideways adjustable vertical support bar and shower head holder | Shower handrail with sliding shower head rail, System 900 - vertical and horizontally arranged rails connected at right angles with mounting roses and shower head holder - with shower head rail that can be pushed to the side (for installation) - left-hand version - vertical length 1250 mm, horizontal lengths (corner mounting) 765 mm and 965 mm, 88 mm deep - rail diameter 32 mm, tube thickness 2 mm, rose diameter 70 mm - made of high-quality stainless steel, powder-coated in the HEWI colour CV (matt black) and ER (matt dark grey pearl mica) with a showerhead holder in matt black polyamide or powder-coated in the HEWI colour AS (matt white) with a showerhead holder in matt white polyamide - suitable for shower heads of various manufacturers - shower head holder can be tilted continuously and, after pressing a large pushbutton, its height can be adjusted - conical adapter on shower head holder makes it easier to hook in the shower head - reduced number of mounting roses due to innovative corner connection - including non-corrosive and tested HEWI fixing material for wall mounting and sealing tape for sealing the drilling points - fulfils the ÖNORM B1600/1601 requirements - Please note when using with hanging seats: Compatibility check required. - A detailed list of possible combinations of hand rails, L-shaped rails and shower handrails with matching hanging seats can be found in our online catalogue in the download area of the respective product. Article no.: HEWI 900.35.30760 | https://catalog.hewi.com/en/p/9003530760 | https://catalog.hewi.com/storage/downloads/HEWI_900_35_30760_en.pdf
900.35.307XA | HEWI Shower grab rail with sideways adjustable vertical support bar and shower head holder | Shower handrail with sliding shower head rail, System 900 - vertical and horizontally arranged rails connected at right angles with mounting roses and shower head holder - with shower head rail that can be pushed to the side (for installation) - left-hand version - vertical length 1250 mm, horizontal lengths (corner mounting) 765 mm and 965 mm, 88 mm deep - rail diameter 32 mm, tube thickness 2 mm, rose diameter 70 mm - made of high-quality stainless steel, satin - shower head holder made of high-quality matt polyamide in the HEWI colours 98 (signal white) and 92 (anthracite grey) - suitable for shower heads of various manufacturers - shower head holder can be tilted continuously and, after pressing a large pushbutton, its height can be adjusted - conical adapter on shower head holder makes it easier to hook in the shower head - reduced number of mounting roses due to innovative corner connection - including non-corrosive and tested HEWI fixing material for wall mounting and sealing tape for sealing the drilling points - fulfils the ÖNORM B1600/1601 requirements - Please note when using with hanging seats: Compatibility check required. - A detailed list of possible combinations of hand rails, L-shaped rails and shower handrails with matching hanging seats can be found in our online catalogue in the download area of the respective product. Article no.: HEWI 900.35.307XA | https://catalog.hewi.com/en/p/90035307XA | https://catalog.hewi.com/storage/downloads/HEWI_900_35_307XA_en.pdf
900.35.30840 | HEWI Shower grab rail with sideways adjustable vertical support bar and shower head holder | Shower handrail with sliding shower head rail, System 900 - vertical and horizontally arranged rails connected at right angles with mounting roses and shower head holder - with shower head rail that can be pushed to the side (for installation) - right-hand version - vertical length 1250 mm, horizontal lengths (corner mounting) 965 mm and 1185 mm, 88 mm deep - rail diameter 32 mm, tube thickness 2 mm, rose diameter 70 mm - made of high-quality stainless steel, chrome - shower head holder made of high-quality matt polyamide in the HEWI colours 98 (signal white) and 92 (anthracite grey) - suitable for shower heads of various manufacturers - shower head holder can be tilted continuously and, after pressing a large pushbutton, its height can be adjusted - conical adapter on shower head holder makes it easier to hook in the shower head - reduced number of mounting roses due to innovative corner connection - including non-corrosive and tested HEWI fixing material for wall mounting and sealing tape for sealing the drilling points - fulfils the ÖNORM B1600/1601 requirements - Please note when using with hanging seats: Compatibility check required. - A detailed list of possible combinations of hand rails, L-shaped rails and shower handrails with matching hanging seats can be found in our online catalogue in the download area of the respective product. Article no.: HEWI 900.35.30840 | https://catalog.hewi.com/en/p/9003530840 | https://catalog.hewi.com/storage/downloads/HEWI_900_35_30840_en.pdf
900.35.30860 | HEWI Shower grab rail with sideways adjustable vertical support bar and shower head holder | Shower handrail with sliding shower head rail, System 900 - vertical and horizontally arranged rails connected at right angles with mounting roses and shower head holder - with shower head rail that can be pushed to the side (for installation) - right-hand version - vertical length 1250 mm, horizontal lengths (corner mounting) 965 mm and 1185 mm, 88 mm deep - rail diameter 32 mm, tube thickness 2 mm, rose diameter 70 mm - made of high-quality stainless steel, powder-coated in the HEWI colour CV (matt black) and ER (matt dark grey pearl mica) with a showerhead holder in matt black polyamide or powder-coated in the HEWI colour AS (matt white) with a showerhead holder in matt white polyamide - suitable for shower heads of various manufacturers - shower head holder can be tilted continuously and, after pressing a large pushbutton, its height can be adjusted - conical adapter on shower head holder makes it easier to hook in the shower head - reduced number of mounting roses due to innovative corner connection - including non-corrosive and tested HEWI fixing material for wall mounting and sealing tape for sealing the drilling points - fulfils the ÖNORM B1600/1601 requirements - Please note when using with hanging seats: Compatibility check required. - A detailed list of possible combinations of hand rails, L-shaped rails and shower handrails with matching hanging seats can be found in our online catalogue in the download area of the respective product. Article no.: HEWI 900.35.30860 | https://catalog.hewi.com/en/p/9003530860 | https://catalog.hewi.com/storage/downloads/HEWI_900_35_30860_en.pdf
900.35.308XA | HEWI Shower grab rail with sideways adjustable vertical support bar and shower head holder | Shower handrail with sliding shower head rail, System 900 - vertical and horizontally arranged rails connected at right angles with mounting roses and shower head holder - with shower head rail that can be pushed to the side (for installation) - right-hand version - vertical length 1250 mm, horizontal lengths (corner mounting) 965 mm and 1185 mm, 88 mm deep - rail diameter 32 mm, tube thickness 2 mm, rose diameter 70 mm - made of high-quality stainless steel, satin - shower head holder made of high-quality matt polyamide in the HEWI colours 98 (signal white) and 92 (anthracite grey) - suitable for shower heads of various manufacturers - shower head holder can be tilted continuously and, after pressing a large pushbutton, its height can be adjusted - conical adapter on shower head holder makes it easier to hook in the shower head - reduced number of mounting roses due to innovative corner connection - including non-corrosive and tested HEWI fixing material for wall mounting and sealing tape for sealing the drilling points - fulfils the ÖNORM B1600/1601 requirements - Please note when using with hanging seats: Compatibility check required. - A detailed list of possible combinations of hand rails, L-shaped rails and shower handrails with matching hanging seats can be found in our online catalogue in the download area of the respective product. Article no.: HEWI 900.35.308XA | https://catalog.hewi.com/en/p/90035308XA | https://catalog.hewi.com/storage/downloads/HEWI_900_35_308XA_en.pdf
900.35.30940 | HEWI Shower grab rail with sideways adjustable vertical support bar and shower head holder | Shower handrail with sliding shower head rail, System 900 - vertical and horizontally arranged rails connected at right angles with mounting roses and shower head holder - with shower head rail that can be pushed to the side (for installation) - left-hand version - vertical length 1250 mm, horizontal lengths (corner mounting) 965 mm and 1185 mm, 88 mm deep - rail diameter 32 mm, tube thickness 2 mm, rose diameter 70 mm - made of high-quality stainless steel, chrome - shower head holder made of high-quality matt polyamide in the HEWI colours 98 (signal white) and 92 (anthracite grey) - suitable for shower heads of various manufacturers - shower head holder can be tilted continuously and, after pressing a large pushbutton, its height can be adjusted - conical adapter on shower head holder makes it easier to hook in the shower head - reduced number of mounting roses due to innovative corner connection - including non-corrosive and tested HEWI fixing material for wall mounting and sealing tape for sealing the drilling points - fulfils the ÖNORM B1600/1601 requirements - Please note when using with hanging seats: Compatibility check required. - A detailed list of possible combinations of hand rails, L-shaped rails and shower handrails with matching hanging seats can be found in our online catalogue in the download area of the respective product. Article no.: HEWI 900.35.30940 | https://catalog.hewi.com/en/p/9003530940 | https://catalog.hewi.com/storage/downloads/HEWI_900_35_30940_en.pdf
900.35.30960 | HEWI Shower grab rail with sideways adjustable vertical support bar and shower head holder | Shower handrail with sliding shower head rail, System 900 - vertical and horizontally arranged rails connected at right angles with mounting roses and shower head holder - with shower head rail that can be pushed to the side (for installation) - left-hand version - vertical length 1250 mm, horizontal lengths (corner mounting) 965 mm and 1185 mm, 88 mm deep - rail diameter 32 mm, tube thickness 2 mm, rose diameter 70 mm - made of high-quality stainless steel, powder-coated in the HEWI colour CV (matt black) and ER (matt dark grey pearl mica) with a showerhead holder in matt black polyamide or powder-coated in the HEWI colour AS (matt white) with a showerhead holder in matt white polyamide - suitable for shower heads of various manufacturers - shower head holder can be tilted continuously and, after pressing a large pushbutton, its height can be adjusted - conical adapter on shower head holder makes it easier to hook in the shower head - reduced number of mounting roses due to innovative corner connection - including non-corrosive and tested HEWI fixing material for wall mounting and sealing tape for sealing the drilling points - fulfils the ÖNORM B1600/1601 requirements - Please note when using with hanging seats: Compatibility check required. - A detailed list of possible combinations of hand rails, L-shaped rails and shower handrails with matching hanging seats can be found in our online catalogue in the download area of the respective product. Article no.: HEWI 900.35.30960 | https://catalog.hewi.com/en/p/9003530960 | https://catalog.hewi.com/storage/downloads/HEWI_900_35_30960_en.pdf
900.35.309XA | HEWI Shower grab rail with sideways adjustable vertical support bar and shower head holder | Shower handrail with sliding shower head rail, System 900 - vertical and horizontally arranged rails connected at right angles with mounting roses and shower head holder - with shower head rail that can be pushed to the side (for installation) - left-hand version - vertical length 1250 mm, horizontal lengths (corner mounting) 965 mm and 1185 mm, 88 mm deep - rail diameter 32 mm, tube thickness 2 mm, rose diameter 70 mm - made of high-quality stainless steel, satin - shower head holder made of high-quality matt polyamide in the HEWI colours 98 (signal white) and 92 (anthracite grey) - suitable for shower heads of various manufacturers - shower head holder can be tilted continuously and, after pressing a large pushbutton, its height can be adjusted - conical adapter on shower head holder makes it easier to hook in the shower head - reduced number of mounting roses due to innovative corner connection - including non-corrosive and tested HEWI fixing material for wall mounting and sealing tape for sealing the drilling points - fulfils the ÖNORM B1600/1601 requirements - Please note when using with hanging seats: Compatibility check required. - A detailed list of possible combinations of hand rails, L-shaped rails and shower handrails with matching hanging seats can be found in our online catalogue in the download area of the respective product. Article no.: HEWI 900.35.309XA | https://catalog.hewi.com/en/p/90035309XA | https://catalog.hewi.com/storage/downloads/HEWI_900_35_309XA_en.pdf
900.35.33040 | HEWI Shower grab rail with sideways adjustable vertical support bar and shower head holder | Shower handrail with sliding shower head rail, System 900 - vertical and horizontally arranged rails connected at right angles with mounting roses and shower head holder - with shower head rail that can be pushed to the side (for installation) - right-hand version - vertical length 1250 mm, horizontal lengths (corner mounting) 765 mm, 87 mm deep - vertical rail diameter 25 mm, horizontal rail diameter 30 mm, tube thickness 2 mm, rose diameter 70 mm - made of high-quality stainless steel, chrome - shower head holder made of synthetic material, chrome - suitable for shower heads of various manufacturers - shower head holder can be tilted with detent and height-adjusted by turning with spring-assisted return - conical adapter on shower head holder makes it easier to hook in the shower head - reduced number of mounting roses due to innovative corner connection - including non-corrosive and tested HEWI fixing material for wall mounting and sealing tape for sealing the drilling points - Please note when using with hanging seats: Compatibility check required. - A detailed list of possible combinations of hand rails, L-shaped rails and shower handrails with matching hanging seats can be found in our online catalogue in the download area of the respective product. Article no.: HEWI 900.35.33040 | https://catalog.hewi.com/en/p/9003533040 | https://catalog.hewi.com/storage/downloads/HEWI_900_35_33040_en.pdf
900.35.33060 | HEWI Shower grab rail with sideways adjustable vertical support bar and shower head holder | Shower handrail with sliding shower head rail, System 900 - vertical and horizontally arranged rails connected at right angles with mounting roses and shower head holder - with shower head rail that can be pushed to the side (for installation) - right-hand version - vertical length 1250 mm, horizontal lengths (corner mounting) 765 mm, 87 mm deep - vertical rail diameter 25 mm, horizontal rail diameter 30 mm, tube thickness 2 mm, rose diameter 70 mm - made of high-quality stainless steel, powder-coated in HEWI colours WD (matt white), JK (matt black) and DD (matt dark grey pearl mica) - shower head holder made of synthetic material, chrome - suitable for shower heads of various manufacturers - shower head holder can be tilted with detent and height-adjusted by turning with spring-assisted return - conical adapter on shower head holder makes it easier to hook in the shower head - reduced number of mounting roses due to innovative corner connection - including non-corrosive and tested HEWI fixing material for wall mounting and sealing tape for sealing the drilling points - Please note when using with hanging seats: Compatibility check required. - A detailed list of possible combinations of hand rails, L-shaped rails and shower handrails with matching hanging seats can be found in our online catalogue in the download area of the respective product. Article no.: HEWI 900.35.33060 | https://catalog.hewi.com/en/p/9003533060 | https://catalog.hewi.com/storage/downloads/HEWI_900_35_33060_en.pdf
900.35.33140 | HEWI Shower grab rail with sideways adjustable vertical support bar and shower head holder | Shower handrail with sliding shower head rail, System 900 - vertical and horizontally arranged rails connected at right angles with mounting roses and shower head holder - with shower head rail that can be pushed to the side (for installation) - right-hand version - vertical length 1250 mm, horizontal lengths (corner mounting) 965 mm, 87 mm deep - vertical rail diameter 25 mm, horizontal rail diameter 30 mm, tube thickness 2 mm, rose diameter 70 mm - made of high-quality stainless steel, chrome - shower head holder made of synthetic material, chrome - suitable for shower heads of various manufacturers - shower head holder can be tilted with detent and height-adjusted by turning with spring-assisted return - conical adapter on shower head holder makes it easier to hook in the shower head - reduced number of mounting roses due to innovative corner connection - including non-corrosive and tested HEWI fixing material for wall mounting and sealing tape for sealing the drilling points - Please note when using with hanging seats: Compatibility check required. - A detailed list of possible combinations of hand rails, L-shaped rails and shower handrails with matching hanging seats can be found in our online catalogue in the download area of the respective product. Article no.: HEWI 900.35.33140 | https://catalog.hewi.com/en/p/9003533140 | https://catalog.hewi.com/storage/downloads/HEWI_900_35_33140_en.pdf
900.35.33160 | HEWI Shower grab rail with sideways adjustable vertical support bar and shower head holder | Shower handrail with sliding shower head rail, System 900 - vertical and horizontally arranged rails connected at right angles with mounting roses and shower head holder - with shower head rail that can be pushed to the side (for installation) - right-hand version - vertical length 1250 mm, horizontal lengths (corner mounting) 965 mm, 87 mm deep - vertical rail diameter 25 mm, horizontal rail diameter 30 mm, tube thickness 2 mm, rose diameter 70 mm - made of high-quality stainless steel, powder-coated in HEWI colours WD (matt white), JK (matt black) and DD (matt dark grey pearl mica) - shower head holder made of synthetic material, chrome - suitable for shower heads of various manufacturers - shower head holder can be tilted with detent and height-adjusted by turning with spring-assisted return - conical adapter on shower head holder makes it easier to hook in the shower head - reduced number of mounting roses due to innovative corner connection - including non-corrosive and tested HEWI fixing material for wall mounting and sealing tape for sealing the drilling points - Please note when using with hanging seats: Compatibility check required. - A detailed list of possible combinations of hand rails, L-shaped rails and shower handrails with matching hanging seats can be found in our online catalogue in the download area of the respective product. Article no.: HEWI 900.35.33160 | https://catalog.hewi.com/en/p/9003533160 | https://catalog.hewi.com/storage/downloads/HEWI_900_35_33160_en.pdf
900.35.33240 | HEWI Shower grab rail with sideways adjustable vertical support bar and shower head holder | Shower handrail with sliding shower head rail, System 900 - vertical and horizontally arranged rails connected at right angles with mounting roses and shower head holder - with shower head rail that can be pushed to the side (for installation) - right-hand version - vertical length 1250 mm, horizontal lengths (corner mounting) 1185 mm and 765 mm, 87 mm deep - vertical rail diameter 25 mm, horizontal rail diameter 30 mm, tube thickness 2 mm, rose diameter 70 mm - made of high-quality stainless steel, chrome - shower head holder made of synthetic material, chrome - suitable for shower heads of various manufacturers - shower head holder can be tilted with detent and height-adjusted by turning with spring-assisted return - conical adapter on shower head holder makes it easier to hook in the shower head - reduced number of mounting roses due to innovative corner connection - including non-corrosive and tested HEWI fixing material for wall mounting and sealing tape for sealing the drilling points - Please note when using with hanging seats: Compatibility check required. - A detailed list of possible combinations of hand rails, L-shaped rails and shower handrails with matching hanging seats can be found in our online catalogue in the download area of the respective product. Article no.: HEWI 900.35.33240 | https://catalog.hewi.com/en/p/9003533240 | https://catalog.hewi.com/storage/downloads/HEWI_900_35_33240_en.pdf
900.35.33260 | HEWI Shower grab rail with sideways adjustable vertical support bar and shower head holder | Shower handrail with sliding shower head rail, System 900 - vertical and horizontally arranged rails connected at right angles with mounting roses and shower head holder - with shower head rail that can be pushed to the side (for installation) - right-hand version - vertical length 1250 mm, horizontal lengths (corner mounting) 1185 mm and 765 mm, 87 mm deep - vertical rail diameter 25 mm, horizontal rail diameter 30 mm, tube thickness 2 mm, rose diameter 70 mm - made of high-quality stainless steel, powder-coated in HEWI colours WD (matt white), JK (matt black) and DD (matt dark grey pearl mica) - shower head holder made of synthetic material, chrome - suitable for shower heads of various manufacturers - shower head holder can be tilted with detent and height-adjusted by turning with spring-assisted return - conical adapter on shower head holder makes it easier to hook in the shower head - reduced number of mounting roses due to innovative corner connection - including non-corrosive and tested HEWI fixing material for wall mounting and sealing tape for sealing the drilling points - Please note when using with hanging seats: Compatibility check required. - A detailed list of possible combinations of hand rails, L-shaped rails and shower handrails with matching hanging seats can be found in our online catalogue in the download area of the respective product. Article no.: HEWI 900.35.33260 | https://catalog.hewi.com/en/p/9003533260 | https://catalog.hewi.com/storage/downloads/HEWI_900_35_33260_en.pdf
900.35.33340 | HEWI Shower grab rail with sideways adjustable vertical support bar and shower head holder | Shower handrail with sliding shower head rail, System 900 - vertical and horizontally arranged rails connected at right angles with mounting roses and shower head holder - with shower head rail that can be pushed to the side (for installation) - left-hand version - vertical length 1250 mm, horizontal lengths (corner mounting) 765 mm, 87 mm deep - vertical rail diameter 25 mm, horizontal rail diameter 30 mm, tube thickness 2 mm, rose diameter 70 mm - made of high-quality stainless steel, chrome - shower head holder made of synthetic material, chrome - suitable for shower heads of various manufacturers - shower head holder can be tilted with detent and height-adjusted by turning with spring-assisted return - conical adapter on shower head holder makes it easier to hook in the shower head - reduced number of mounting roses due to innovative corner connection - including non-corrosive and tested HEWI fixing material for wall mounting and sealing tape for sealing the drilling points - Please note when using with hanging seats: Compatibility check required. - A detailed list of possible combinations of hand rails, L-shaped rails and shower handrails with matching hanging seats can be found in our online catalogue in the download area of the respective product. Article no.: HEWI 900.35.33340 | https://catalog.hewi.com/en/p/9003533340 | https://catalog.hewi.com/storage/downloads/HEWI_900_35_33340_en.pdf
900.35.33360 | HEWI Shower grab rail with sideways adjustable vertical support bar and shower head holder | Shower handrail with sliding shower head rail, System 900 - vertical and horizontally arranged rails connected at right angles with mounting roses and shower head holder - with shower head rail that can be pushed to the side (for installation) - left-hand version - vertical length 1250 mm, horizontal lengths (corner mounting) 765 mm, 87 mm deep - vertical rail diameter 25 mm, horizontal rail diameter 30 mm, tube thickness 2 mm, rose diameter 70 mm - made of high-quality stainless steel, powder-coated in HEWI colours WD (matt white), JK (matt black) and DD (matt dark grey pearl mica) - shower head holder made of synthetic material, chrome - suitable for shower heads of various manufacturers - shower head holder can be tilted with detent and height-adjusted by turning with spring-assisted return - conical adapter on shower head holder makes it easier to hook in the shower head - reduced number of mounting roses due to innovative corner connection - including non-corrosive and tested HEWI fixing material for wall mounting and sealing tape for sealing the drilling points - Please note when using with hanging seats: Compatibility check required. - A detailed list of possible combinations of hand rails, L-shaped rails and shower handrails with matching hanging seats can be found in our online catalogue in the download area of the respective product. Article no.: HEWI 900.35.33360 | https://catalog.hewi.com/en/p/9003533360 | https://catalog.hewi.com/storage/downloads/HEWI_900_35_33360_en.pdf
900.35.33440 | HEWI Shower grab rail with sideways adjustable vertical support bar and shower head holder | Shower handrail with sliding shower head rail, System 900 - vertical and horizontally arranged rails connected at right angles with mounting roses and shower head holder - with shower head rail that can be pushed to the side (for installation) - left-hand version - vertical length 1250 mm, horizontal lengths (corner mounting) 965 mm, 87 mm deep - vertical rail diameter 25 mm, horizontal rail diameter 30 mm, tube thickness 2 mm, rose diameter 70 mm - made of high-quality stainless steel, chrome - shower head holder made of synthetic material, chrome - suitable for shower heads of various manufacturers - shower head holder can be tilted with detent and height-adjusted by turning with spring-assisted return - conical adapter on shower head holder makes it easier to hook in the shower head - reduced number of mounting roses due to innovative corner connection - including non-corrosive and tested HEWI fixing material for wall mounting and sealing tape for sealing the drilling points - Please note when using with hanging seats: Compatibility check required. - A detailed list of possible combinations of hand rails, L-shaped rails and shower handrails with matching hanging seats can be found in our online catalogue in the download area of the respective product. Article no.: HEWI 900.35.33440 | https://catalog.hewi.com/en/p/9003533440 | https://catalog.hewi.com/storage/downloads/HEWI_900_35_33440_en.pdf
900.35.33460 | HEWI Shower grab rail with sideways adjustable vertical support bar and shower head holder | Shower handrail with sliding shower head rail, System 900 - vertical and horizontally arranged rails connected at right angles with mounting roses and shower head holder - with shower head rail that can be pushed to the side (for installation) - left-hand version - vertical length 1250 mm, horizontal lengths (corner mounting) 965 mm, 87 mm deep - vertical rail diameter 25 mm, horizontal rail diameter 30 mm, tube thickness 2 mm, rose diameter 70 mm - made of high-quality stainless steel, powder-coated in HEWI colours WD (matt white), JK (matt black) and DD (matt dark grey pearl mica) - shower head holder made of synthetic material, chrome - suitable for shower heads of various manufacturers - shower head holder can be tilted with detent and height-adjusted by turning with spring-assisted return - conical adapter on shower head holder makes it easier to hook in the shower head - reduced number of mounting roses due to innovative corner connection - including non-corrosive and tested HEWI fixing material for wall mounting and sealing tape for sealing the drilling points - Please note when using with hanging seats: Compatibility check required. - A detailed list of possible combinations of hand rails, L-shaped rails and shower handrails with matching hanging seats can be found in our online catalogue in the download area of the respective product. Article no.: HEWI 900.35.33460 | https://catalog.hewi.com/en/p/9003533460 | https://catalog.hewi.com/storage/downloads/HEWI_900_35_33460_en.pdf
900.35.33540 | HEWI Shower grab rail with sideways adjustable vertical support bar and shower head holder | Shower handrail with sliding shower head rail, System 900 - vertical and horizontally arranged rails connected at right angles with mounting roses and shower head holder - with shower head rail that can be pushed to the side (for installation) - left-hand version - vertical length 1250 mm, horizontal lengths (corner mounting) 1185 mm and 765 mm, 87 mm deep - vertical rail diameter 25 mm, horizontal rail diameter 30 mm, tube thickness 2 mm, rose diameter 70 mm - made of high-quality stainless steel, chrome - shower head holder made of synthetic material, chrome - suitable for shower heads of various manufacturers - shower head holder can be tilted with detent and height-adjusted by turning with spring-assisted return - conical adapter on shower head holder makes it easier to hook in the shower head - reduced number of mounting roses due to innovative corner connection - including non-corrosive and tested HEWI fixing material for wall mounting and sealing tape for sealing the drilling points - Please note when using with hanging seats: Compatibility check required. - A detailed list of possible combinations of hand rails, L-shaped rails and shower handrails with matching hanging seats can be found in our online catalogue in the download area of the respective product. Article no.: HEWI 900.35.33540 | https://catalog.hewi.com/en/p/9003533540 | https://catalog.hewi.com/storage/downloads/HEWI_900_35_33540_en.pdf
900.35.33560 | HEWI Shower grab rail with sideways adjustable vertical support bar and shower head holder | Shower handrail with sliding shower head rail, System 900 - vertical and horizontally arranged rails connected at right angles with mounting roses and shower head holder - with shower head rail that can be pushed to the side (for installation) - left-hand version - vertical length 1250 mm, horizontal lengths (corner mounting) 1185 mm and 765 mm, 87 mm deep - vertical rail diameter 25 mm, horizontal rail diameter 30 mm, tube thickness 2 mm, rose diameter 70 mm - made of high-quality stainless steel, powder-coated in HEWI colours WD (matt white), JK (matt black) and DD (matt dark grey pearl mica) - shower head holder made of synthetic material, chrome - suitable for shower heads of various manufacturers - shower head holder can be tilted with detent and height-adjusted by turning with spring-assisted return - conical adapter on shower head holder makes it easier to hook in the shower head - reduced number of mounting roses due to innovative corner connection - including non-corrosive and tested HEWI fixing material for wall mounting and sealing tape for sealing the drilling points - Please note when using with hanging seats: Compatibility check required. - A detailed list of possible combinations of hand rails, L-shaped rails and shower handrails with matching hanging seats can be found in our online catalogue in the download area of the respective product. Article no.: HEWI 900.35.33560 | https://catalog.hewi.com/en/p/9003533560 | https://catalog.hewi.com/storage/downloads/HEWI_900_35_33560_en.pdf
900.35.33640 | HEWI Shower grab rail with sideways adjustable vertical support bar and shower head holder | Shower handrail with sliding shower head rail, System 900 - vertical and horizontally arranged rails connected at right angles with mounting roses and shower head holder - with shower head rail that can be pushed to the side (for installation) - right-hand version - vertical length 1250 mm, horizontal lengths (corner mounting) 765 mm and 965 mm, 87 mm deep - vertical rail diameter 25 mm, horizontal rail diameter 30 mm, tube thickness 2 mm, rose diameter 70 mm - made of high-quality stainless steel, chrome - shower head holder made of synthetic material, chrome - suitable for shower heads of various manufacturers - shower head holder can be tilted with detent and height-adjusted by turning with spring-assisted return - conical adapter on shower head holder makes it easier to hook in the shower head - reduced number of mounting roses due to innovative corner connection - including non-corrosive and tested HEWI fixing material for wall mounting and sealing tape for sealing the drilling points - Please note when using with hanging seats: Compatibility check required. - A detailed list of possible combinations of hand rails, L-shaped rails and shower handrails with matching hanging seats can be found in our online catalogue in the download area of the respective product. Article no.: HEWI 900.35.33640 | https://catalog.hewi.com/en/p/9003533640 | https://catalog.hewi.com/storage/downloads/HEWI_900_35_33640_en.pdf
900.35.33660 | HEWI Shower grab rail with sideways adjustable vertical support bar and shower head holder | Shower handrail with sliding shower head rail, System 900 - vertical and horizontally arranged rails connected at right angles with mounting roses and shower head holder - with shower head rail that can be pushed to the side (for installation) - right-hand version - vertical length 1250 mm, horizontal lengths (corner mounting) 765 mm and 965 mm, 87 mm deep - vertical rail diameter 25 mm, horizontal rail diameter 30 mm, tube thickness 2 mm, rose diameter 70 mm - made of high-quality stainless steel, powder-coated in HEWI colours WD (matt white), JK (matt black) and DD (matt dark grey pearl mica) - shower head holder made of synthetic material, chrome - suitable for shower heads of various manufacturers - shower head holder can be tilted with detent and height-adjusted by turning with spring-assisted return - conical adapter on shower head holder makes it easier to hook in the shower head - reduced number of mounting roses due to innovative corner connection - including non-corrosive and tested HEWI fixing material for wall mounting and sealing tape for sealing the drilling points - Please note when using with hanging seats: Compatibility check required. - A detailed list of possible combinations of hand rails, L-shaped rails and shower handrails with matching hanging seats can be found in our online catalogue in the download area of the respective product. Article no.: HEWI 900.35.33660 | https://catalog.hewi.com/en/p/9003533660 | https://catalog.hewi.com/storage/downloads/HEWI_900_35_33660_en.pdf
900.35.33740 | HEWI Shower grab rail with sideways adjustable vertical support bar and shower head holder | Shower handrail with sliding shower head rail, System 900 - vertical and horizontally arranged rails connected at right angles with mounting roses and shower head holder - with shower head rail that can be pushed to the side (for installation) - left-hand version - vertical length 1250 mm, horizontal lengths (corner mounting) 765 mm and 965 mm, 87 mm deep - vertical rail diameter 25 mm, horizontal rail diameter 30 mm, tube thickness 2 mm, rose diameter 70 mm - made of high-quality stainless steel, chrome - shower head holder made of synthetic material, chrome - suitable for shower heads of various manufacturers - shower head holder can be tilted with detent and height-adjusted by turning with spring-assisted return - conical adapter on shower head holder makes it easier to hook in the shower head - reduced number of mounting roses due to innovative corner connection - including non-corrosive and tested HEWI fixing material for wall mounting and sealing tape for sealing the drilling points - Please note when using with hanging seats: Compatibility check required. - A detailed list of possible combinations of hand rails, L-shaped rails and shower handrails with matching hanging seats can be found in our online catalogue in the download area of the respective product. Article no.: HEWI 900.35.33740 | https://catalog.hewi.com/en/p/9003533740 | https://catalog.hewi.com/storage/downloads/HEWI_900_35_33740_en.pdf
900.35.33760 | HEWI Shower grab rail with sideways adjustable vertical support bar and shower head holder | Shower handrail with sliding shower head rail, System 900 - vertical and horizontally arranged rails connected at right angles with mounting roses and shower head holder - with shower head rail that can be pushed to the side (for installation) - left-hand version - vertical length 1250 mm, horizontal lengths (corner mounting) 765 mm and 965 mm, 87 mm deep - vertical rail diameter 25 mm, horizontal rail diameter 30 mm, tube thickness 2 mm, rose diameter 70 mm - made of high-quality stainless steel, powder-coated in HEWI colours WD (matt white), JK (matt black) and DD (matt dark grey pearl mica) - shower head holder made of synthetic material, chrome - suitable for shower heads of various manufacturers - shower head holder can be tilted with detent and height-adjusted by turning with spring-assisted return - conical adapter on shower head holder makes it easier to hook in the shower head - reduced number of mounting roses due to innovative corner connection - including non-corrosive and tested HEWI fixing material for wall mounting and sealing tape for sealing the drilling points - Please note when using with hanging seats: Compatibility check required. - A detailed list of possible combinations of hand rails, L-shaped rails and shower handrails with matching hanging seats can be found in our online catalogue in the download area of the respective product. Article no.: HEWI 900.35.33760 | https://catalog.hewi.com/en/p/9003533760 | https://catalog.hewi.com/storage/downloads/HEWI_900_35_33760_en.pdf
900.35.33840 | HEWI Shower grab rail with sideways adjustable vertical support bar and shower head holder | Shower handrail with sliding shower head rail, System 900 - vertical and horizontally arranged rails connected at right angles with mounting roses and shower head holder - with shower head rail that can be pushed to the side (for installation) - right-hand version - vertical length 1250 mm, horizontal lengths (corner mounting) 965 mm and 1185 mm, 87 mm deep - vertical rail diameter 25 mm, horizontal rail diameter 30 mm, tube thickness 2 mm, rose diameter 70 mm - made of high-quality stainless steel, chrome - shower head holder made of synthetic material, chrome - suitable for shower heads of various manufacturers - shower head holder can be tilted with detent and height-adjusted by turning with spring-assisted return - conical adapter on shower head holder makes it easier to hook in the shower head - reduced number of mounting roses due to innovative corner connection - including non-corrosive and tested HEWI fixing material for wall mounting and sealing tape for sealing the drilling points - Please note when using with hanging seats: Compatibility check required. - A detailed list of possible combinations of hand rails, L-shaped rails and shower handrails with matching hanging seats can be found in our online catalogue in the download area of the respective product. Article no.: HEWI 900.35.33840 | https://catalog.hewi.com/en/p/9003533840 | https://catalog.hewi.com/storage/downloads/HEWI_900_35_33840_en.pdf
900.35.33860 | HEWI Shower grab rail with sideways adjustable vertical support bar and shower head holder | Shower handrail with sliding shower head rail, System 900 - vertical and horizontally arranged rails connected at right angles with mounting roses and shower head holder - with shower head rail that can be pushed to the side (for installation) - right-hand version - vertical length 1250 mm, horizontal lengths (corner mounting) 965 mm and 1185 mm, 87 mm deep - vertical rail diameter 25 mm, horizontal rail diameter 30 mm, tube thickness 2 mm, rose diameter 70 mm - made of high-quality stainless steel, powder-coated in HEWI colours WD (matt white), JK (matt black) and DD (matt dark grey pearl mica) - shower head holder made of synthetic material, chrome - suitable for shower heads of various manufacturers - shower head holder can be tilted with detent and height-adjusted by turning with spring-assisted return - conical adapter on shower head holder makes it easier to hook in the shower head - reduced number of mounting roses due to innovative corner connection - including non-corrosive and tested HEWI fixing material for wall mounting and sealing tape for sealing the drilling points - Please note when using with hanging seats: Compatibility check required. - A detailed list of possible combinations of hand rails, L-shaped rails and shower handrails with matching hanging seats can be found in our online catalogue in the download area of the respective product. Article no.: HEWI 900.35.33860 | https://catalog.hewi.com/en/p/9003533860 | https://catalog.hewi.com/storage/downloads/HEWI_900_35_33860_en.pdf
900.35.33940 | HEWI Shower grab rail with sideways adjustable vertical support bar and shower head holder | Shower handrail with sliding shower head rail, System 900 - vertical and horizontally arranged rails connected at right angles with mounting roses and shower head holder - with shower head rail that can be pushed to the side (for installation) - left-hand version - vertical length 1250 mm, horizontal lengths (corner mounting) 965 mm and 1185 mm, 87 mm deep - vertical rail diameter 25 mm, horizontal rail diameter 30 mm, tube thickness 2 mm, rose diameter 70 mm - made of high-quality stainless steel, chrome - shower head holder made of synthetic material, chrome - suitable for shower heads of various manufacturers - shower head holder can be tilted with detent and height-adjusted by turning with spring-assisted return - conical adapter on shower head holder makes it easier to hook in the shower head - reduced number of mounting roses due to innovative corner connection - including non-corrosive and tested HEWI fixing material for wall mounting and sealing tape for sealing the drilling points - Please note when using with hanging seats: Compatibility check required. - A detailed list of possible combinations of hand rails, L-shaped rails and shower handrails with matching hanging seats can be found in our online catalogue in the download area of the respective product. Article no.: HEWI 900.35.33940 | https://catalog.hewi.com/en/p/9003533940 | https://catalog.hewi.com/storage/downloads/HEWI_900_35_33940_en.pdf
900.35.33960 | HEWI Shower grab rail with sideways adjustable vertical support bar and shower head holder | Shower handrail with sliding shower head rail, System 900 - vertical and horizontally arranged rails connected at right angles with mounting roses and shower head holder - with shower head rail that can be pushed to the side (for installation) - left-hand version - vertical length 1250 mm, horizontal lengths (corner mounting) 965 mm and 1185 mm, 87 mm deep - vertical rail diameter 25 mm, horizontal rail diameter 30 mm, tube thickness 2 mm, rose diameter 70 mm - made of high-quality stainless steel, powder-coated in HEWI colours WD (matt white), JK (matt black) and DD (matt dark grey pearl mica) - shower head holder made of synthetic material, chrome - suitable for shower heads of various manufacturers - shower head holder can be tilted with detent and height-adjusted by turning with spring-assisted return - conical adapter on shower head holder makes it easier to hook in the shower head - reduced number of mounting roses due to innovative corner connection - including non-corrosive and tested HEWI fixing material for wall mounting and sealing tape for sealing the drilling points - Please note when using with hanging seats: Compatibility check required. - A detailed list of possible combinations of hand rails, L-shaped rails and shower handrails with matching hanging seats can be found in our online catalogue in the download area of the respective product. Article no.: HEWI 900.35.33960 | https://catalog.hewi.com/en/p/9003533960 | https://catalog.hewi.com/storage/downloads/HEWI_900_35_33960_en.pdf
900.35.36040 | HEWI Shower grab rail with sideways adjustable vertical support bar and shower head holder (ADA) | Shower handrail with sliding shower head rail, System 900 - vertical and horizontally arranged rails connected at right angles with mounting roses and shower head holder - with shower head rail that can be pushed to the side (for installation) - right-hand version - vertical length 49 3/16 inch (1250 mm), horizontal lengths (corner mounting) 31 1/2 inch (800 mm), 2 3/4 inch (70 mm) deep - rail diameter 1 1/4 inch (32 mm), tube thickness 1/16 inch (2 mm), rose diameter 2 3/4 inch (70 mm) - weight capacity up to 330 lbs (150 kg) - made of high-quality stainless steel, chrome - shower head holder made of high-quality matt polyamide in the HEWI colours 98 (signal white) and 92 (anthracite grey) - suitable for shower heads of various manufacturers - shower head holder can be tilted continuously and, after pressing a large pushbutton, its height can be adjusted - conical adapter on shower head holder makes it easier to hook in the shower head - reduced number of mounting roses due to innovative corner connection - including non-corrosive and tested HEWI fixing material for wall mounting and sealing tape for sealing the drilling points - fulfils the requirements of the 2010 ADA Standards and ICC/ANSI A117.1-2017 Article no.: HEWI 900.35.36040 | https://catalog.hewi.com/en/p/9003536040 | https://catalog.hewi.com/storage/downloads/HEWI_900_35_36040_en.pdf
900.35.36060 | HEWI Shower grab rail with sideways adjustable vertical support bar and shower head holder (ADA) | Shower handrail with sliding shower head rail, System 900 - vertical and horizontally arranged rails connected at right angles with mounting roses and shower head holder - with shower head rail that can be pushed to the side (for installation) - right-hand version - vertical length 49 3/16 inch (1250 mm), horizontal lengths (corner mounting) 31 1/2 inch (800 mm), 2 3/4 inch (70 mm) deep - rail diameter 1 1/4 inch (32 mm), tube thickness 1/16 inch (2 mm), rose diameter 2 3/4 inch (70 mm) - weight capacity up to 330 lbs (150 kg) - made of high-quality stainless steel, powder-coated in the HEWI colour CV (matt black) and ER (matt dark grey pearl mica) with a showerhead holder in matt black polyamide or powder-coated in the HEWI colour AS (matt white) with a showerhead holder in matt white polyamide - suitable for shower heads of various manufacturers - shower head holder can be tilted continuously and, after pressing a large pushbutton, its height can be adjusted - conical adapter on shower head holder makes it easier to hook in the shower head - reduced number of mounting roses due to innovative corner connection - including non-corrosive and tested HEWI fixing material for wall mounting and sealing tape for sealing the drilling points - fulfils the requirements of the 2010 ADA Standards and ICC/ANSI A117.1-2017 Article no.: HEWI 900.35.36060 | https://catalog.hewi.com/en/p/9003536060 | https://catalog.hewi.com/storage/downloads/HEWI_900_35_36060_en.pdf
900.35.360XA | HEWI Shower grab rail with sideways adjustable vertical support bar and shower head holder (ADA) | Shower handrail with sliding shower head rail, System 900 - vertical and horizontally arranged rails connected at right angles with mounting roses and shower head holder - with shower head rail that can be pushed to the side (for installation) - right-hand version - vertical length 49 3/16 inch (1250 mm), horizontal lengths (corner mounting) 31 1/2 inch (800 mm), 2 3/4 inch (70 mm) deep - rail diameter 1 1/4 inch (32 mm), tube thickness 1/16 inch (2 mm), rose diameter 2 3/4 inch (70 mm) - weight capacity up to 330 lbs (150 kg) - made of high-quality stainless steel, satin - shower head holder made of high-quality matt polyamide in the HEWI colours 98 (signal white) and 92 (anthracite grey) - suitable for shower heads of various manufacturers - shower head holder can be tilted continuously and, after pressing a large pushbutton, its height can be adjusted - conical adapter on shower head holder makes it easier to hook in the shower head - reduced number of mounting roses due to innovative corner connection - including non-corrosive and tested HEWI fixing material for wall mounting and sealing tape for sealing the drilling points - fulfils the requirements of the 2010 ADA Standards and ICC/ANSI A117.1-2017 Article no.: HEWI 900.35.360XA | https://catalog.hewi.com/en/p/90035360XA | https://catalog.hewi.com/storage/downloads/HEWI_900_35_360XA_en.pdf
900.35.36140 | HEWI Shower grab rail with sideways adjustable vertical support bar and shower head holder (ADA) | Shower handrail with sliding shower head rail, System 900 - vertical and horizontally arranged rails connected at right angles with mounting roses and shower head holder - with shower head rail that can be pushed to the side (for installation) - right-hand version - vertical length 49 3/16 inch (1250 mm), horizontal lengths (corner mounting) 37 5/16 inch (947 mm) and 25 1/2 inch (647 mm), 2 3/4 inch (70 mm) deep - rail diameter 1 1/4 inch (32 mm), tube thickness 1/16 inch (2 mm), rose diameter 2 3/4 inch (70 mm) - weight capacity up to 330 lbs (150 kg) - made of high-quality stainless steel, chrome - shower head holder made of high-quality matt polyamide in the HEWI colours 98 (signal white) and 92 (anthracite grey) - suitable for shower heads of various manufacturers - shower head holder can be tilted continuously and, after pressing a large pushbutton, its height can be adjusted - conical adapter on shower head holder makes it easier to hook in the shower head - reduced number of mounting roses due to innovative corner connection - including non-corrosive and tested HEWI fixing material for wall mounting and sealing tape for sealing the drilling points - fulfils the requirements of the 2010 ADA Standards and ICC/ANSI A117.1-2017 Article no.: HEWI 900.35.36140 | https://catalog.hewi.com/en/p/9003536140 | https://catalog.hewi.com/storage/downloads/HEWI_900_35_36140_en.pdf
900.35.36160 | HEWI Shower grab rail with sideways adjustable vertical support bar and shower head holder (ADA) | Shower handrail with sliding shower head rail, System 900 - vertical and horizontally arranged rails connected at right angles with mounting roses and shower head holder - with shower head rail that can be pushed to the side (for installation) - right-hand version - vertical length 49 3/16 inch (1250 mm), horizontal lengths (corner mounting) 37 5/16 inch (947 mm) and 25 1/2 inch (647 mm), 2 3/4 inch (70 mm) deep - rail diameter 1 1/4 inch (32 mm), tube thickness 1/16 inch (2 mm), rose diameter 2 3/4 inch (70 mm) - weight capacity up to 330 lbs (150 kg) - made of high-quality stainless steel, powder-coated in the HEWI colour CV (matt black) and ER (matt dark grey pearl mica) with a showerhead holder in matt black polyamide or powder-coated in the HEWI colour AS (matt white) with a showerhead holder in matt white polyamide - suitable for shower heads of various manufacturers - shower head holder can be tilted continuously and, after pressing a large pushbutton, its height can be adjusted - conical adapter on shower head holder makes it easier to hook in the shower head - reduced number of mounting roses due to innovative corner connection - including non-corrosive and tested HEWI fixing material for wall mounting and sealing tape for sealing the drilling points - fulfils the requirements of the 2010 ADA Standards and ICC/ANSI A117.1-2017 Article no.: HEWI 900.35.36160 | https://catalog.hewi.com/en/p/9003536160 | https://catalog.hewi.com/storage/downloads/HEWI_900_35_36160_en.pdf
900.35.361XA | HEWI Shower grab rail with sideways adjustable vertical support bar and shower head holder (ADA) | Shower handrail with sliding shower head rail, System 900 - vertical and horizontally arranged rails connected at right angles with mounting roses and shower head holder - with shower head rail that can be pushed to the side (for installation) - right-hand version - vertical length 49 3/16 inch (1250 mm), horizontal lengths (corner mounting) 37 5/16 inch (947 mm) and 25 1/2 inch (647 mm), 2 3/4 inch (70 mm) deep - rail diameter 1 1/4 inch (32 mm), tube thickness 1/16 inch (2 mm), rose diameter 2 3/4 inch (70 mm) - weight capacity up to 330 lbs (150 kg) - made of high-quality stainless steel, satin - shower head holder made of high-quality matt polyamide in the HEWI colours 98 (signal white) and 92 (anthracite grey) - suitable for shower heads of various manufacturers - shower head holder can be tilted continuously and, after pressing a large pushbutton, its height can be adjusted - conical adapter on shower head holder makes it easier to hook in the shower head - reduced number of mounting roses due to innovative corner connection - including non-corrosive and tested HEWI fixing material for wall mounting and sealing tape for sealing the drilling points - fulfils the requirements of the 2010 ADA Standards and ICC/ANSI A117.1-2017 Article no.: HEWI 900.35.361XA | https://catalog.hewi.com/en/p/90035361XA | https://catalog.hewi.com/storage/downloads/HEWI_900_35_361XA_en.pdf
900.35.36240 | HEWI Shower grab rail with sideways adjustable vertical support bar and shower head holder (ADA) | Shower handrail with sliding shower head rail, System 900 - vertical and horizontally arranged rails connected at right angles with mounting roses and shower head holder - with shower head rail that can be pushed to the side (for installation) - left-hand version - vertical length 49 3/16 inch (1250 mm), horizontal lengths (corner mounting) 31 1/2 inch (800 mm), 2 3/4 inch (70 mm) deep - rail diameter 1 1/4 inch (32 mm), tube thickness 1/16 inch (2 mm), rose diameter 2 3/4 inch (70 mm) - weight capacity up to 330 lbs (150 kg) - made of high-quality stainless steel, chrome - shower head holder made of high-quality matt polyamide in the HEWI colours 98 (signal white) and 92 (anthracite grey) - suitable for shower heads of various manufacturers - shower head holder can be tilted continuously and, after pressing a large pushbutton, its height can be adjusted - conical adapter on shower head holder makes it easier to hook in the shower head - reduced number of mounting roses due to innovative corner connection - including non-corrosive and tested HEWI fixing material for wall mounting and sealing tape for sealing the drilling points - fulfils the requirements of the 2010 ADA Standards and ICC/ANSI A117.1-2017 Article no.: HEWI 900.35.36240 | https://catalog.hewi.com/en/p/9003536240 | https://catalog.hewi.com/storage/downloads/HEWI_900_35_36240_en.pdf
900.35.36260 | HEWI Shower grab rail with sideways adjustable vertical support bar and shower head holder (ADA) | Shower handrail with sliding shower head rail, System 900 - vertical and horizontally arranged rails connected at right angles with mounting roses and shower head holder - with shower head rail that can be pushed to the side (for installation) - left-hand version - vertical length 49 3/16 inch (1250 mm), horizontal lengths (corner mounting) 31 1/2 inch (800 mm), 2 3/4 inch (70 mm) deep - rail diameter 1 1/4 inch (32 mm), tube thickness 1/16 inch (2 mm), rose diameter 2 3/4 inch (70 mm) - weight capacity up to 330 lbs (150 kg) - made of high-quality stainless steel, powder-coated in the HEWI colour CV (matt black) and ER (matt dark grey pearl mica) with a showerhead holder in matt black polyamide or powder-coated in the HEWI colour AS (matt white) with a showerhead holder in matt white polyamide - suitable for shower heads of various manufacturers - shower head holder can be tilted continuously and, after pressing a large pushbutton, its height can be adjusted - conical adapter on shower head holder makes it easier to hook in the shower head - reduced number of mounting roses due to innovative corner connection - including non-corrosive and tested HEWI fixing material for wall mounting and sealing tape for sealing the drilling points - fulfils the requirements of the 2010 ADA Standards and ICC/ANSI A117.1-2017 Article no.: HEWI 900.35.36260 | https://catalog.hewi.com/en/p/9003536260 | https://catalog.hewi.com/storage/downloads/HEWI_900_35_36260_en.pdf
900.35.362XA | HEWI Shower grab rail with sideways adjustable vertical support bar and shower head holder (ADA) | Shower handrail with sliding shower head rail, System 900 - vertical and horizontally arranged rails connected at right angles with mounting roses and shower head holder - with shower head rail that can be pushed to the side (for installation) - left-hand version - vertical length 49 3/16 inch (1250 mm), horizontal lengths (corner mounting) 31 1/2 inch (800 mm), 2 3/4 inch (70 mm) deep - rail diameter 1 1/4 inch (32 mm), tube thickness 1/16 inch (2 mm), rose diameter 2 3/4 inch (70 mm) - weight capacity up to 330 lbs (150 kg) - made of high-quality stainless steel, satin - shower head holder made of high-quality matt polyamide in the HEWI colours 98 (signal white) and 92 (anthracite grey) - suitable for shower heads of various manufacturers - shower head holder can be tilted continuously and, after pressing a large pushbutton, its height can be adjusted - conical adapter on shower head holder makes it easier to hook in the shower head - reduced number of mounting roses due to innovative corner connection - including non-corrosive and tested HEWI fixing material for wall mounting and sealing tape for sealing the drilling points - fulfils the requirements of the 2010 ADA Standards and ICC/ANSI A117.1-2017 Article no.: HEWI 900.35.362XA | https://catalog.hewi.com/en/p/90035362XA | https://catalog.hewi.com/storage/downloads/HEWI_900_35_362XA_en.pdf
900.35.36340 | HEWI Shower grab rail with sideways adjustable vertical support bar and shower head holder (ADA) | Shower handrail with sliding shower head rail, System 900 - vertical and horizontally arranged rails connected at right angles with mounting roses and shower head holder - with shower head rail that can be pushed to the side (for installation) - left-hand version - vertical length 49 3/16 inch (1250 mm), horizontal lengths (corner mounting) 37 5/16 inch (947 mm) and 25 1/2 inch (647 mm), 2 3/4 inch (70 mm) deep - rail diameter 1 1/4 inch (32 mm), tube thickness 1/16 inch (2 mm), rose diameter 2 3/4 inch (70 mm) - weight capacity up to 330 lbs (150 kg) - made of high-quality stainless steel, chrome - shower head holder made of high-quality matt polyamide in the HEWI colours 98 (signal white) and 92 (anthracite grey) - suitable for shower heads of various manufacturers - shower head holder can be tilted continuously and, after pressing a large pushbutton, its height can be adjusted - conical adapter on shower head holder makes it easier to hook in the shower head - reduced number of mounting roses due to innovative corner connection - including non-corrosive and tested HEWI fixing material for wall mounting and sealing tape for sealing the drilling points - fulfils the requirements of the 2010 ADA Standards and ICC/ANSI A117.1-2017 Article no.: HEWI 900.35.36340 | https://catalog.hewi.com/en/p/9003536340 | https://catalog.hewi.com/storage/downloads/HEWI_900_35_36340_en.pdf
900.35.36360 | HEWI Shower grab rail with sideways adjustable vertical support bar and shower head holder (ADA) | Shower handrail with sliding shower head rail, System 900 - vertical and horizontally arranged rails connected at right angles with mounting roses and shower head holder - with shower head rail that can be pushed to the side (for installation) - left-hand version - vertical length 49 3/16 inch (1250 mm), horizontal lengths (corner mounting) 37 5/16 inch (947 mm) and 25 1/2 inch (647 mm), 2 3/4 inch (70 mm) deep - rail diameter 1 1/4 inch (32 mm), tube thickness 1/16 inch (2 mm), rose diameter 2 3/4 inch (70 mm) - weight capacity up to 330 lbs (150 kg) - made of high-quality stainless steel, powder-coated in the HEWI colour CV (matt black) and ER (matt dark grey pearl mica) with a showerhead holder in matt black polyamide or powder-coated in the HEWI colour AS (matt white) with a showerhead holder in matt white polyamide - suitable for shower heads of various manufacturers - shower head holder can be tilted continuously and, after pressing a large pushbutton, its height can be adjusted - conical adapter on shower head holder makes it easier to hook in the shower head - reduced number of mounting roses due to innovative corner connection - including non-corrosive and tested HEWI fixing material for wall mounting and sealing tape for sealing the drilling points - fulfils the requirements of the 2010 ADA Standards and ICC/ANSI A117.1-2017 Article no.: HEWI 900.35.36360 | https://catalog.hewi.com/en/p/9003536360 | https://catalog.hewi.com/storage/downloads/HEWI_900_35_36360_en.pdf
900.35.363XA | HEWI Shower grab rail with sideways adjustable vertical support bar and shower head holder (ADA) | Shower handrail with sliding shower head rail, System 900 - vertical and horizontally arranged rails connected at right angles with mounting roses and shower head holder - with shower head rail that can be pushed to the side (for installation) - left-hand version - vertical length 49 3/16 inch (1250 mm), horizontal lengths (corner mounting) 37 5/16 inch (947 mm) and 25 1/2 inch (647 mm), 2 3/4 inch (70 mm) deep - rail diameter 1 1/4 inch (32 mm), tube thickness 1/16 inch (2 mm), rose diameter 2 3/4 inch (70 mm) - weight capacity up to 330 lbs (150 kg) - made of high-quality stainless steel, satin - shower head holder made of high-quality matt polyamide in the HEWI colours 98 (signal white) and 92 (anthracite grey) - suitable for shower heads of various manufacturers - shower head holder can be tilted continuously and, after pressing a large pushbutton, its height can be adjusted - conical adapter on shower head holder makes it easier to hook in the shower head - reduced number of mounting roses due to innovative corner connection - including non-corrosive and tested HEWI fixing material for wall mounting and sealing tape for sealing the drilling points - fulfils the requirements of the 2010 ADA Standards and ICC/ANSI A117.1-2017 Article no.: HEWI 900.35.363XA | https://catalog.hewi.com/en/p/90035363XA | https://catalog.hewi.com/storage/downloads/HEWI_900_35_363XA_en.pdf
900.35.3S0XA | HEWI Shower grab rail with sideways adjustable vertical support bar and shower head holder | Shower handrail with sliding shower head rail, System 900 - vertical and horizontally arranged rails connected at right angles with mounting roses and shower head holder - with shower head rail that can be pushed to the side (for installation) - right-hand version - vertical length made-to-measure from 600 mm to 1250 mm, horizontal lengths (corner mounting) made-to-measure from 475 mm to 1800 mm, 88 mm deep - rail diameter 32 mm, tube thickness 2 mm, rose diameter 70 mm - made of high-quality stainless steel, satin - shower head holder made of high-quality matt polyamide in the HEWI colours 98 (signal white) and 92 (anthracite grey) - suitable for shower heads of various manufacturers - shower head holder can be tilted continuously and, after pressing a large pushbutton, its height can be adjusted - conical adapter on shower head holder makes it easier to hook in the shower head - reduced number of mounting roses due to innovative corner connection - including non-corrosive and tested HEWI fixing material for wall mounting and sealing tape for sealing the drilling points - Please note when using with hanging seats: Compatibility check required. - A detailed list of possible combinations of hand rails, L-shaped rails and shower handrails with matching hanging seats can be found in our online catalogue in the download area of the respective product. Article no.: HEWI 900.35.3S0XA | https://catalog.hewi.com/en/p/900353S0XA | https://catalog.hewi.com/storage/downloads/HEWI_900_35_3S0XA_en.pdf
900.35.3S2XA | HEWI Shower grab rail with sideways adjustable vertical support bar and shower head holder | Shower handrail with sliding shower head rail, System 900 - vertical and horizontally arranged rails connected at right angles with mounting roses and shower head holder - with shower head rail that can be pushed to the side (for installation) - left-hand version - vertical length made-to-measure from 600 mm to 1250 mm, horizontal lengths (corner mounting) made-to-measure from 475 mm to 1800 mm, 88 mm deep - rail diameter 32 mm, tube thickness 2 mm, rose diameter 70 mm - made of high-quality stainless steel, satin - shower head holder made of high-quality matt polyamide in the HEWI colours 98 (signal white) and 92 (anthracite grey) - suitable for shower heads of various manufacturers - shower head holder can be tilted continuously and, after pressing a large pushbutton, its height can be adjusted - conical adapter on shower head holder makes it easier to hook in the shower head - reduced number of mounting roses due to innovative corner connection - including non-corrosive and tested HEWI fixing material for wall mounting and sealing tape for sealing the drilling points - Please note when using with hanging seats: Compatibility check required. - A detailed list of possible combinations of hand rails, L-shaped rails and shower handrails with matching hanging seats can be found in our online catalogue in the download area of the respective product. Article no.: HEWI 900.35.3S2XA | https://catalog.hewi.com/en/p/900353S2XA | https://catalog.hewi.com/storage/downloads/HEWI_900_35_3S2XA_en.pdf
900.35.3S4XA | HEWI Rail with sideways adjustable vertical support bar and shower head holder (ADA) | Shower handrail with sliding shower head rail, System 900 - vertical and horizontally arranged rails connected at right angles with mounting roses and shower head holder - with shower head rail that can be pushed to the side (for installation) - right-hand version - vertical length made-to-measure from 23 5/8 inch (600 mm) to 49 3/16 inch (1250 mm), horizontal length made-to-measure from 18 11/16 inch (475 mm) to 70 7/8 inch (1800 mm), 2 3/4 inch (70 mm) deep - rail diameter 1 1/4 inch (32 mm), tube thickness 1/16 inch (2 mm), rose diameter 2 3/4 inch (70 mm) - maximum loading capacity 330 lbs (150 kg) - made of high-quality stainless steel, satin - shower head holder made of high-quality matt polyamide in HEWI colours 98 (signal white) and 92 (anthracite grey) - suitable for shower heads of various manufacturers - shower head holder can be tilted continuously and, after pressing a large pushbutton, its height can be adjusted - conical adapter on shower head holder makes it easier to hook in the shower head - reduced number of mounting roses due to innovative corner connection - including non-corrosive and tested HEWI fixing material for wall mounting and sealing tape for sealing the drilling points - meets requirements according to 2010 ADA standards and ICC / ANSI A117.1-2017 Article no.: HEWI 900.35.3S4XA | https://catalog.hewi.com/en/p/900353S4XA | https://catalog.hewi.com/storage/downloads/HEWI_900_35_3S4XA_en.pdf
900.35.3S5XA | HEWI Rail with sideways adjustable vertical support bar and shower head holder (ADA) | Shower handrail with sliding shower head rail, System 900 - vertical and horizontally arranged rails connected at right angles with mounting roses and shower head holder - with shower head rail that can be pushed to the side (for installation) - left-hand version - vertical length made-to-measure from 23 5/8 inch (600 mm) to 49 3/16 inch (1250 mm), horizontal length made-to-measure from 18 11/16 inch (475 mm) to 70 7/8 inch (1800 mm), 2 3/4 inch (70 mm) deep - rail diameter 1 1/4 inch (32 mm), tube thickness 1/16 inch (2 mm), rose diameter 2 3/4 inch (70 mm) - maximum loading capacity 330 lbs (150 kg) - made of high-quality stainless steel, satin - shower head holder made of high-quality matt polyamide in HEWI colours 98 (signal white) and 92 (anthracite grey) - suitable for shower heads of various manufacturers - shower head holder can be tilted continuously and, after pressing a large pushbutton, its height can be adjusted - conical adapter on shower head holder makes it easier to hook in the shower head - reduced number of mounting roses due to innovative corner connection - including non-corrosive and tested HEWI fixing material for wall mounting and sealing tape for sealing the drilling points - meets requirements according to 2010 ADA standards and ICC / ANSI A117.1-2017 Article no.: HEWI 900.35.3S5XA | https://catalog.hewi.com/en/p/900353S5XA | https://catalog.hewi.com/storage/downloads/HEWI_900_35_3S5XA_en.pdf
900.35.40040 | HEWI Shower grab rail with sideways adjustable vertical support bar and shower head holder | Shower handrail with sliding shower head rail, System 900 - vertical and horizontally arranged rails connected at right angles with mounting roses and shower head holder - with shower head rail that can be pushed to the side (for installation) - vertical length 1250 mm, horizontal lengths 765 mm, 88 mm deep - rail diameter 32 mm, tube thickness 2 mm, rose diameter 70 mm - made of high-quality stainless steel, chrome - shower head holder made of high-quality matt polyamide in the HEWI colours 98 (signal white) and 92 (anthracite grey) - suitable for shower heads of various manufacturers - shower head holder can be tilted continuously and, after pressing a large pushbutton, its height can be adjusted - conical adapter on shower head holder makes it easier to hook in the shower head - including non-corrosive and tested HEWI fixing material for wall mounting and sealing tape for sealing the drilling points - Please note when using with hanging seats: Compatibility check required. - A detailed list of possible combinations of hand rails, L-shaped rails and shower handrails with matching hanging seats can be found in our online catalogue in the download area of the respective product. Article no.: HEWI 900.35.40040 | https://catalog.hewi.com/en/p/9003540040 | https://catalog.hewi.com/storage/downloads/HEWI_900_35_40040_en.pdf
900.35.40060 | HEWI Shower grab rail with sideways adjustable vertical support bar and shower head holder | Shower handrail with sliding shower head rail, System 900 - vertical and horizontally arranged rails connected at right angles with mounting roses and shower head holder - with shower head rail that can be pushed to the side (for installation) - vertical length 1250 mm, horizontal lengths 765 mm, 88 mm deep - rail diameter 32 mm, tube thickness 2 mm, rose diameter 70 mm - made of high-quality stainless steel, powder-coated in the HEWI colour CV (matt black) and ER (matt dark grey pearl mica) with a showerhead holder in matt black polyamide or powder-coated in the HEWI colour AS (matt white) with a showerhead holder in matt white polyamide - suitable for shower heads of various manufacturers - shower head holder can be tilted continuously and, after pressing a large pushbutton, its height can be adjusted - conical adapter on shower head holder makes it easier to hook in the shower head - including non-corrosive and tested HEWI fixing material for wall mounting and sealing tape for sealing the drilling points - Please note when using with hanging seats: Compatibility check required. - A detailed list of possible combinations of hand rails, L-shaped rails and shower handrails with matching hanging seats can be found in our online catalogue in the download area of the respective product. Article no.: HEWI 900.35.40060 | https://catalog.hewi.com/en/p/9003540060 | https://catalog.hewi.com/storage/downloads/HEWI_900_35_40060_en.pdf
900.35.400XA | HEWI Shower grab rail with sideways adjustable vertical support bar and shower head holder | Shower handrail with sliding shower head rail, System 900 - vertical and horizontally arranged rails connected at right angles with mounting roses and shower head holder - with shower head rail that can be pushed to the side (for installation) - vertical length 1250 mm, horizontal lengths 765 mm, 88 mm deep - rail diameter 32 mm, tube thickness 2 mm, rose diameter 70 mm - made of high-quality stainless steel, satin - shower head holder made of high-quality matt polyamide in the HEWI colours 98 (signal white) and 92 (anthracite grey) - suitable for shower heads of various manufacturers - shower head holder can be tilted continuously and, after pressing a large pushbutton, its height can be adjusted - conical adapter on shower head holder makes it easier to hook in the shower head - including non-corrosive and tested HEWI fixing material for wall mounting and sealing tape for sealing the drilling points - Please note when using with hanging seats: Compatibility check required. - A detailed list of possible combinations of hand rails, L-shaped rails and shower handrails with matching hanging seats can be found in our online catalogue in the download area of the respective product. Article no.: HEWI 900.35.400XA | https://catalog.hewi.com/en/p/90035400XA | https://catalog.hewi.com/storage/downloads/HEWI_900_35_400XA_en.pdf
900.35.40140 | HEWI Shower grab rail with sideways adjustable vertical support bar and shower head holder | Shower handrail with sliding shower head rail, System 900 - vertical and horizontally arranged rails connected at right angles with mounting roses and shower head holder - with shower head rail that can be pushed to the side (for installation) - vertical length 1250 mm, horizontal lengths 965 mm, 88 mm deep - rail diameter 32 mm, tube thickness 2 mm, rose diameter 70 mm - made of high-quality stainless steel, chrome - shower head holder made of high-quality matt polyamide in the HEWI colours 98 (signal white) and 92 (anthracite grey) - suitable for shower heads of various manufacturers - shower head holder can be tilted continuously and, after pressing a large pushbutton, its height can be adjusted - conical adapter on shower head holder makes it easier to hook in the shower head - including non-corrosive and tested HEWI fixing material for wall mounting and sealing tape for sealing the drilling points - Please note when using with hanging seats: Compatibility check required. - A detailed list of possible combinations of hand rails, L-shaped rails and shower handrails with matching hanging seats can be found in our online catalogue in the download area of the respective product. Article no.: HEWI 900.35.40140 | https://catalog.hewi.com/en/p/9003540140 | https://catalog.hewi.com/storage/downloads/HEWI_900_35_40140_en.pdf
900.35.40160 | HEWI Shower grab rail with sideways adjustable vertical support bar and shower head holder | Shower handrail with sliding shower head rail, System 900 - vertical and horizontally arranged rails connected at right angles with mounting roses and shower head holder - with shower head rail that can be pushed to the side (for installation) - vertical length 1250 mm, horizontal lengths 965 mm, 88 mm deep - rail diameter 32 mm, tube thickness 2 mm, rose diameter 70 mm - made of high-quality stainless steel, powder-coated in the HEWI colour CV (matt black) and ER (matt dark grey pearl mica) with a showerhead holder in matt black polyamide or powder-coated in the HEWI colour AS (matt white) with a showerhead holder in matt white polyamide - suitable for shower heads of various manufacturers - shower head holder can be tilted continuously and, after pressing a large pushbutton, its height can be adjusted - conical adapter on shower head holder makes it easier to hook in the shower head - including non-corrosive and tested HEWI fixing material for wall mounting and sealing tape for sealing the drilling points - Please note when using with hanging seats: Compatibility check required. - A detailed list of possible combinations of hand rails, L-shaped rails and shower handrails with matching hanging seats can be found in our online catalogue in the download area of the respective product. Article no.: HEWI 900.35.40160 | https://catalog.hewi.com/en/p/9003540160 | https://catalog.hewi.com/storage/downloads/HEWI_900_35_40160_en.pdf
900.35.401XA | HEWI Shower grab rail with sideways adjustable vertical support bar and shower head holder | Shower handrail with sliding shower head rail, System 900 - vertical and horizontally arranged rails connected at right angles with mounting roses and shower head holder - with shower head rail that can be pushed to the side (for installation) - vertical length 1250 mm, horizontal lengths 965 mm, 88 mm deep - rail diameter 32 mm, tube thickness 2 mm, rose diameter 70 mm - made of high-quality stainless steel, satin - shower head holder made of high-quality matt polyamide in the HEWI colours 98 (signal white) and 92 (anthracite grey) - suitable for shower heads of various manufacturers - shower head holder can be tilted continuously and, after pressing a large pushbutton, its height can be adjusted - conical adapter on shower head holder makes it easier to hook in the shower head - including non-corrosive and tested HEWI fixing material for wall mounting and sealing tape for sealing the drilling points - Please note when using with hanging seats: Compatibility check required. - A detailed list of possible combinations of hand rails, L-shaped rails and shower handrails with matching hanging seats can be found in our online catalogue in the download area of the respective product. Article no.: HEWI 900.35.401XA | https://catalog.hewi.com/en/p/90035401XA | https://catalog.hewi.com/storage/downloads/HEWI_900_35_401XA_en.pdf
900.35.40240 | HEWI Shower grab rail with sideways adjustable vertical support bar and shower head holder | Shower handrail with sliding shower head rail, System 900 - vertical and horizontally arranged rails connected at right angles with mounting roses and shower head holder - with shower head rail that can be pushed to the side (for installation) - vertical length 1250 mm, horizontal lengths 1185 mm, 88 mm deep - rail diameter 32 mm, tube thickness 2 mm, rose diameter 70 mm - made of high-quality stainless steel, chrome - shower head holder made of high-quality matt polyamide in the HEWI colours 98 (signal white) and 92 (anthracite grey) - suitable for shower heads of various manufacturers - shower head holder can be tilted continuously and, after pressing a large pushbutton, its height can be adjusted - conical adapter on shower head holder makes it easier to hook in the shower head - including non-corrosive and tested HEWI fixing material for wall mounting and sealing tape for sealing the drilling points - Please note when using with hanging seats: Compatibility check required. - A detailed list of possible combinations of hand rails, L-shaped rails and shower handrails with matching hanging seats can be found in our online catalogue in the download area of the respective product. Article no.: HEWI 900.35.40240 | https://catalog.hewi.com/en/p/9003540240 | https://catalog.hewi.com/storage/downloads/HEWI_900_35_40240_en.pdf
900.35.40260 | HEWI Shower grab rail with sideways adjustable vertical support bar and shower head holder | Shower handrail with sliding shower head rail, System 900 - vertical and horizontally arranged rails connected at right angles with mounting roses and shower head holder - with shower head rail that can be pushed to the side (for installation) - vertical length 1250 mm, horizontal lengths 1185 mm, 88 mm deep - rail diameter 32 mm, tube thickness 2 mm, rose diameter 70 mm - made of high-quality stainless steel, powder-coated in the HEWI colour CV (matt black) and ER (matt dark grey pearl mica) with a showerhead holder in matt black polyamide or powder-coated in the HEWI colour AS (matt white) with a showerhead holder in matt white polyamide - suitable for shower heads of various manufacturers - shower head holder can be tilted continuously and, after pressing a large pushbutton, its height can be adjusted - conical adapter on shower head holder makes it easier to hook in the shower head - including non-corrosive and tested HEWI fixing material for wall mounting and sealing tape for sealing the drilling points - Please note when using with hanging seats: Compatibility check required. - A detailed list of possible combinations of hand rails, L-shaped rails and shower handrails with matching hanging seats can be found in our online catalogue in the download area of the respective product. Article no.: HEWI 900.35.40260 | https://catalog.hewi.com/en/p/9003540260 | https://catalog.hewi.com/storage/downloads/HEWI_900_35_40260_en.pdf
900.35.402XA | HEWI Shower grab rail with sideways adjustable vertical support bar and shower head holder | Shower handrail with sliding shower head rail, System 900 - vertical and horizontally arranged rails connected at right angles with mounting roses and shower head holder - with shower head rail that can be pushed to the side (for installation) - vertical length 1250 mm, horizontal lengths 1185 mm, 88 mm deep - rail diameter 32 mm, tube thickness 2 mm, rose diameter 70 mm - made of high-quality stainless steel, satin - shower head holder made of high-quality matt polyamide in the HEWI colours 98 (signal white) and 92 (anthracite grey) - suitable for shower heads of various manufacturers - shower head holder can be tilted continuously and, after pressing a large pushbutton, its height can be adjusted - conical adapter on shower head holder makes it easier to hook in the shower head - including non-corrosive and tested HEWI fixing material for wall mounting and sealing tape for sealing the drilling points - Please note when using with hanging seats: Compatibility check required. - A detailed list of possible combinations of hand rails, L-shaped rails and shower handrails with matching hanging seats can be found in our online catalogue in the download area of the respective product. Article no.: HEWI 900.35.402XA | https://catalog.hewi.com/en/p/90035402XA | https://catalog.hewi.com/storage/downloads/HEWI_900_35_402XA_en.pdf
900.35.43040 | HEWI Shower grab rail with sideways adjustable vertical support bar and shower head holder | Shower handrail with sliding shower head rail, System 900 - vertical and horizontally arranged rails connected at right angles with mounting roses and shower head holder - with shower head rail that can be pushed to the side (for installation) - vertical length 1250 mm, horizontal lengths 765 mm, 87 mm deep - vertical rail diameter 25 mm, horizontal rail diameter 30 mm, tube thickness 2 mm, rose diameter 70 mm - made of high-quality stainless steel, chrome - shower head holder made of synthetic material, chrome - suitable for shower heads of various manufacturers - shower head holder can be tilted with detent and height-adjusted by turning with spring-assisted return - conical adapter on shower head holder makes it easier to hook in the shower head - including non-corrosive and tested HEWI fixing material for wall mounting and sealing tape for sealing the drilling points - Please note when using with hanging seats: Compatibility check required. - A detailed list of possible combinations of hand rails, L-shaped rails and shower handrails with matching hanging seats can be found in our online catalogue in the download area of the respective product. Article no.: HEWI 900.35.43040 | https://catalog.hewi.com/en/p/9003543040 | https://catalog.hewi.com/storage/downloads/HEWI_900_35_43040_en.pdf
900.35.43060 | HEWI Shower grab rail with sideways adjustable vertical support bar and shower head holder | Shower handrail with sliding shower head rail, System 900 - vertical and horizontally arranged rails connected at right angles with mounting roses and shower head holder - with shower head rail that can be pushed to the side (for installation) - vertical length 1250 mm, horizontal lengths 765 mm, 87 mm deep - vertical rail diameter 25 mm, horizontal rail diameter 30 mm, tube thickness 2 mm, rose diameter 70 mm - made of high-quality stainless steel, powder-coated in HEWI colours WD (matt white), JK (matt black) and DD (matt dark grey pearl mica) - shower head holder made of synthetic material, chrome - suitable for shower heads of various manufacturers - shower head holder can be tilted with detent and height-adjusted by turning with spring-assisted return - conical adapter on shower head holder makes it easier to hook in the shower head - including non-corrosive and tested HEWI fixing material for wall mounting and sealing tape for sealing the drilling points - Please note when using with hanging seats: Compatibility check required. - A detailed list of possible combinations of hand rails, L-shaped rails and shower handrails with matching hanging seats can be found in our online catalogue in the download area of the respective product. Article no.: HEWI 900.35.43060 | https://catalog.hewi.com/en/p/9003543060 | https://catalog.hewi.com/storage/downloads/HEWI_900_35_43060_en.pdf
900.35.43140 | HEWI Shower grab rail with sideways adjustable vertical support bar and shower head holder | Shower handrail with sliding shower head rail, System 900 - vertical and horizontally arranged rails connected at right angles with mounting roses and shower head holder - with shower head rail that can be pushed to the side (for installation) - vertical length 1250 mm, horizontal lengths 965 mm, 87 mm deep - vertical rail diameter 25 mm, horizontal rail diameter 30 mm, tube thickness 2 mm, rose diameter 70 mm - made of high-quality stainless steel, chrome - shower head holder made of synthetic material, chrome - suitable for shower heads of various manufacturers - shower head holder can be tilted with detent and height-adjusted by turning with spring-assisted return - conical adapter on shower head holder makes it easier to hook in the shower head - including non-corrosive and tested HEWI fixing material for wall mounting and sealing tape for sealing the drilling points - Please note when using with hanging seats: Compatibility check required. - A detailed list of possible combinations of hand rails, L-shaped rails and shower handrails with matching hanging seats can be found in our online catalogue in the download area of the respective product. Article no.: HEWI 900.35.43140 | https://catalog.hewi.com/en/p/9003543140 | https://catalog.hewi.com/storage/downloads/HEWI_900_35_43140_en.pdf
900.35.43160 | HEWI Shower grab rail with sideways adjustable vertical support bar and shower head holder | Shower handrail with sliding shower head rail, System 900 - vertical and horizontally arranged rails connected at right angles with mounting roses and shower head holder - with shower head rail that can be pushed to the side (for installation) - vertical length 1250 mm, horizontal lengths 965 mm, 87 mm deep - vertical rail diameter 25 mm, horizontal rail diameter 30 mm, tube thickness 2 mm, rose diameter 70 mm - made of high-quality stainless steel, powder-coated in HEWI colours WD (matt white), JK (matt black) and DD (matt dark grey pearl mica) - shower head holder made of synthetic material, chrome - suitable for shower heads of various manufacturers - shower head holder can be tilted with detent and height-adjusted by turning with spring-assisted return - conical adapter on shower head holder makes it easier to hook in the shower head - including non-corrosive and tested HEWI fixing material for wall mounting and sealing tape for sealing the drilling points - Please note when using with hanging seats: Compatibility check required. - A detailed list of possible combinations of hand rails, L-shaped rails and shower handrails with matching hanging seats can be found in our online catalogue in the download area of the respective product. Article no.: HEWI 900.35.43160 | https://catalog.hewi.com/en/p/9003543160 | https://catalog.hewi.com/storage/downloads/HEWI_900_35_43160_en.pdf
900.35.43240 | HEWI Shower grab rail with sideways adjustable vertical support bar and shower head holder | Shower handrail with sliding shower head rail, System 900 - vertical and horizontally arranged rails connected at right angles with mounting roses and shower head holder - with shower head rail that can be pushed to the side (for installation) - vertical length 1250 mm, horizontal lengths 1185 mm, 87 mm deep - vertical rail diameter 25 mm, horizontal rail diameter 30 mm, tube thickness 2 mm, rose diameter 70 mm - made of high-quality stainless steel, chrome - shower head holder made of synthetic material, chrome - suitable for shower heads of various manufacturers - shower head holder can be tilted with detent and height-adjusted by turning with spring-assisted return - conical adapter on shower head holder makes it easier to hook in the shower head - including non-corrosive and tested HEWI fixing material for wall mounting and sealing tape for sealing the drilling points - Please note when using with hanging seats: Compatibility check required. - A detailed list of possible combinations of hand rails, L-shaped rails and shower handrails with matching hanging seats can be found in our online catalogue in the download area of the respective product. Article no.: HEWI 900.35.43240 | https://catalog.hewi.com/en/p/9003543240 | https://catalog.hewi.com/storage/downloads/HEWI_900_35_43240_en.pdf
900.35.43260 | HEWI Shower grab rail with sideways adjustable vertical support bar and shower head holder | Shower handrail with sliding shower head rail, System 900 - vertical and horizontally arranged rails connected at right angles with mounting roses and shower head holder - with shower head rail that can be pushed to the side (for installation) - vertical length 1250 mm, horizontal lengths 1185 mm, 87 mm deep - vertical rail diameter 25 mm, horizontal rail diameter 30 mm, tube thickness 2 mm, rose diameter 70 mm - made of high-quality stainless steel, powder-coated in HEWI colours WD (matt white), JK (matt black) and DD (matt dark grey pearl mica) - shower head holder made of synthetic material, chrome - suitable for shower heads of various manufacturers - shower head holder can be tilted with detent and height-adjusted by turning with spring-assisted return - conical adapter on shower head holder makes it easier to hook in the shower head - including non-corrosive and tested HEWI fixing material for wall mounting and sealing tape for sealing the drilling points - Please note when using with hanging seats: Compatibility check required. - A detailed list of possible combinations of hand rails, L-shaped rails and shower handrails with matching hanging seats can be found in our online catalogue in the download area of the respective product. Article no.: HEWI 900.35.43260 | https://catalog.hewi.com/en/p/9003543260 | https://catalog.hewi.com/storage/downloads/HEWI_900_35_43260_en.pdf
900.35.46040 | HEWI Shower grab rail with sideways adjustable vertical support bar and shower head holder (ADA) | Shower handrail with sliding shower head rail, System 900 - vertical and horizontally arranged rails connected at right angles with mounting roses and shower head holder - with shower head rail that can be pushed to the side (for installation) - vertical length 49 3/16 inch (1250 mm), horizontal length 18" (457 mm), 2 3/4 inch (70 mm) deep - rail diameter 1 1/4 inch (32 mm), tube thickness 1/16 inch (2 mm), rose diameter 2 3/4 inch (70 mm) - made of high-quality stainless steel, chrome - shower head holder made of high-quality matt polyamide in the HEWI colours 98 (signal white) and 92 (anthracite grey) - suitable for shower heads of various manufacturers - shower head holder can be tilted continuously and, after pressing a large pushbutton, its height can be adjusted - conical adapter on shower head holder makes it easier to hook in the shower head - including non-corrosive and tested HEWI fixing material for wall mounting and sealing tape for sealing the drilling points - maximum loading capacity 330 lbs (150 kg) - fulfils the requirements of the 2010 ADA Standards and ICC/ANSI A117.1-2017 Article no.: HEWI 900.35.46040 | https://catalog.hewi.com/en/p/9003546040 | https://catalog.hewi.com/storage/downloads/HEWI_900_35_46040_en.pdf
900.35.46060 | HEWI Shower grab rail with sideways adjustable vertical support bar and shower head holder (ADA) | Shower handrail with sliding shower head rail, System 900 - vertical and horizontally arranged rails connected at right angles with mounting roses and shower head holder - with shower head rail that can be pushed to the side (for installation) - vertical length 49 3/16 inch (1250 mm), horizontal length 18 inch (457 mm), 2 3/4 inch (70 mm) deep - rail diameter 1 1/4 inch (32 mm), tube thickness 1/16 inch (2 mm), rose diameter 2 3/4 inch (70 mm) - made of high-quality stainless steel, powder-coated in the HEWI colour CV (matt black) and ER (matt dark grey pearl mica) with a showerhead holder in matt black polyamide or powder-coated in the HEWI colour AS (matt white) with a showerhead holder in matt white polyamide - suitable for shower heads of various manufacturers - shower head holder can be tilted continuously and, after pressing a large pushbutton, its height can be adjusted - conical adapter on shower head holder makes it easier to hook in the shower head - including non-corrosive and tested HEWI fixing material for wall mounting and sealing tape for sealing the drilling points - maximum loading capacity 330 lbs (150 kg) - fulfils the requirements of the 2010 ADA Standards and ICC/ANSI A117.1-2017 Article no.: HEWI 900.35.46060 | https://catalog.hewi.com/en/p/9003546060 | https://catalog.hewi.com/storage/downloads/HEWI_900_35_46060_en.pdf
900.35.460XA | HEWI Shower grab rail with sideways adjustable vertical support bar and shower head holder (ADA) | Shower handrail with sliding shower head rail, System 900 - vertical and horizontally arranged rails connected at right angles with mounting roses and shower head holder - with shower head rail that can be pushed to the side (for installation) - vertical length 49 3/16 inch (1250 mm), horizontal length 18 inch (457 mm), 2 3/4 inch (70 mm) deep - rail diameter 1 1/4 inch (32 mm), tube thickness 1/16 inch (2 mm), rose diameter 2 3/4 inch (70 mm) - made of high-quality stainless steel, satin - shower head holder made of high-quality matt polyamide in the HEWI colours 98 (signal white) and 92 (anthracite grey) - suitable for shower heads of various manufacturers - shower head holder can be tilted continuously and, after pressing a large pushbutton, its height can be adjusted - conical adapter on shower head holder makes it easier to hook in the shower head - including non-corrosive and tested HEWI fixing material for wall mounting and sealing tape for sealing the drilling points - maximum loading capacity 330 lbs (150 kg) - fulfils the requirements of the 2010 ADA Standards and ICC/ANSI A117.1-2017 Article no.: HEWI 900.35.460XA | https://catalog.hewi.com/en/p/90035460XA | https://catalog.hewi.com/storage/downloads/HEWI_900_35_460XA_en.pdf
900.35.46140 | HEWI Shower grab rail with sideways adjustable vertical support bar and shower head holder (ADA) | Shower handrail with sliding shower head rail, System 900 - vertical and horizontally arranged rails connected at right angles with mounting roses and shower head holder - with shower head rail that can be pushed to the side (for installation) - vertical length 49 3/16 inch (1250 mm), horizontal length 24 inch (610 mm), 2 3/4 inch (70 mm) deep - rail diameter 1 1/4 inch (32 mm), tube thickness 1/16 inch (2 mm), rose diameter 2 3/4 inch (70 mm) - made of high-quality stainless steel, chrome - shower head holder made of high-quality matt polyamide in the HEWI colours 98 (signal white) and 92 (anthracite grey) - suitable for shower heads of various manufacturers - shower head holder can be tilted continuously and, after pressing a large pushbutton, its height can be adjusted - conical adapter on shower head holder makes it easier to hook in the shower head - including non-corrosive and tested HEWI fixing material for wall mounting and sealing tape for sealing the drilling points - maximum loading capacity 330 lbs (150 kg) - fulfils the requirements of the 2010 ADA Standards and ICC/ANSI A117.1-2017 Article no.: HEWI 900.35.46140 | https://catalog.hewi.com/en/p/9003546140 | https://catalog.hewi.com/storage/downloads/HEWI_900_35_46140_en.pdf
900.35.46160 | HEWI Shower grab rail with sideways adjustable vertical support bar and shower head holder (ADA) | Shower handrail with sliding shower head rail, System 900 - vertical and horizontally arranged rails connected at right angles with mounting roses and shower head holder - with shower head rail that can be pushed to the side (for installation) - vertical length 49 3/16 inch (1250 mm), horizontal length 24 inch (610 mm), 2 3/4 inch (70 mm) deep - rail diameter 1 1/4 inch (32 mm), tube thickness 1/16 inch (2 mm), rose diameter 2 3/4 inch (70 mm) - made of high-quality stainless steel, powder-coated in the HEWI colour CV (matt black) and ER (matt dark grey pearl mica) with a showerhead holder in matt black polyamide or powder-coated in the HEWI colour AS (matt white) with a showerhead holder in matt white polyamide - suitable for shower heads of various manufacturers - shower head holder can be tilted continuously and, after pressing a large pushbutton, its height can be adjusted - conical adapter on shower head holder makes it easier to hook in the shower head - including non-corrosive and tested HEWI fixing material for wall mounting and sealing tape for sealing the drilling points - maximum loading capacity 330 lbs (150 kg) - fulfils the requirements of the 2010 ADA Standards and ICC/ANSI A117.1-2017 Article no.: HEWI 900.35.46160 | https://catalog.hewi.com/en/p/9003546160 | https://catalog.hewi.com/storage/downloads/HEWI_900_35_46160_en.pdf
900.35.461XA | HEWI Shower grab rail with sideways adjustable vertical support bar and shower head holder (ADA) | Shower handrail with sliding shower head rail, System 900 - vertical and horizontally arranged rails connected at right angles with mounting roses and shower head holder - with shower head rail that can be pushed to the side (for installation) - vertical length 49 3/16 inch (1250 mm), horizontal length 24 inch (610 mm), 2 3/4 inch (70 mm) deep - rail diameter 1 1/4 inch (32 mm), tube thickness 1/16 inch (2 mm), rose diameter 2 3/4 inch (70 mm) - made of high-quality stainless steel, satin - shower head holder made of high-quality matt polyamide in the HEWI colours 98 (signal white) and 92 (anthracite grey) - suitable for shower heads of various manufacturers - shower head holder can be tilted continuously and, after pressing a large pushbutton, its height can be adjusted - conical adapter on shower head holder makes it easier to hook in the shower head - including non-corrosive and tested HEWI fixing material for wall mounting and sealing tape for sealing the drilling points - maximum loading capacity 330 lbs (150 kg) - fulfils the requirements of the 2010 ADA Standards and ICC/ANSI A117.1-2017 Article no.: HEWI 900.35.461XA | https://catalog.hewi.com/en/p/90035461XA | https://catalog.hewi.com/storage/downloads/HEWI_900_35_461XA_en.pdf
900.35.46240 | HEWI Shower grab rail with sideways adjustable vertical support bar and shower head holder (ADA) | Shower handrail with sliding shower head rail, System 900 - vertical and horizontally arranged rails connected at right angles with mounting roses and shower head holder - with shower head rail that can be pushed to the side (for installation) - vertical length 49 3/16 inch (1250 mm), horizontal length 36 inch (914 mm), 2 3/4 inch (70 mm) deep - rail diameter 1 1/4 inch (32 mm), tube thickness 1/16 inch (2 mm), rose diameter 2 3/4 inch (70 mm) - made of high-quality stainless steel, chrome - shower head holder made of high-quality matt polyamide in the HEWI colours 98 (signal white) and 92 (anthracite grey) - suitable for shower heads of various manufacturers - shower head holder can be tilted continuously and, after pressing a large pushbutton, its height can be adjusted - conical adapter on shower head holder makes it easier to hook in the shower head - including non-corrosive and tested HEWI fixing material for wall mounting and sealing tape for sealing the drilling points - maximum loading capacity 330 lbs (150 kg) - fulfils the requirements of the 2010 ADA Standards and ICC/ANSI A117.1-2017 Article no.: HEWI 900.35.46240 | https://catalog.hewi.com/en/p/9003546240 | https://catalog.hewi.com/storage/downloads/HEWI_900_35_46240_en.pdf
900.35.46260 | HEWI Shower grab rail with sideways adjustable vertical support bar and shower head holder (ADA) | Shower handrail with sliding shower head rail, System 900 - vertical and horizontally arranged rails connected at right angles with mounting roses and shower head holder - with shower head rail that can be pushed to the side (for installation) - vertical length 49 3/16 inch (1250 mm), horizontal length 36 inch (914 mm), 2 3/4 inch (70 mm) deep - rail diameter 1 1/4 inch (32 mm), tube thickness 1/16 inch (2 mm), rose diameter 2 3/4 inch (70 mm) - made of high-quality stainless steel, powder-coated in the HEWI colour CV (matt black) and ER (matt dark grey pearl mica) with a showerhead holder in matt black polyamide or powder-coated in the HEWI colour AS (matt white) with a showerhead holder in matt white polyamide - suitable for shower heads of various manufacturers - shower head holder can be tilted continuously and, after pressing a large pushbutton, its height can be adjusted - conical adapter on shower head holder makes it easier to hook in the shower head - including non-corrosive and tested HEWI fixing material for wall mounting and sealing tape for sealing the drilling points - maximum loading capacity 330 lbs (150 kg) - fulfils the requirements of the 2010 ADA Standards and ICC/ANSI A117.1-2017 Article no.: HEWI 900.35.46260 | https://catalog.hewi.com/en/p/9003546260 | https://catalog.hewi.com/storage/downloads/HEWI_900_35_46260_en.pdf
900.35.462XA | HEWI Shower grab rail with sideways adjustable vertical support bar and shower head holder (ADA) | Shower handrail with sliding shower head rail, System 900 - vertical and horizontally arranged rails connected at right angles with mounting roses and shower head holder - with shower head rail that can be pushed to the side (for installation) - vertical length 49 3/16 inch (1250 mm), horizontal length 36 inch (914 mm), 2 3/4 inch (70 mm) deep - rail diameter 1 1/4 inch (32 mm), tube thickness 1/16 inch (2 mm), rose diameter 2 3/4 inch (70 mm) - made of high-quality stainless steel, satin - shower head holder made of high-quality matt polyamide in the HEWI colours 98 (signal white) and 92 (anthracite grey) - suitable for shower heads of various manufacturers - shower head holder can be tilted continuously and, after pressing a large pushbutton, its height can be adjusted - conical adapter on shower head holder makes it easier to hook in the shower head - including non-corrosive and tested HEWI fixing material for wall mounting and sealing tape for sealing the drilling points - maximum loading capacity 330 lbs (150 kg) - fulfils the requirements of the 2010 ADA Standards and ICC/ANSI A117.1-2017 Article no.: HEWI 900.35.462XA | https://catalog.hewi.com/en/p/90035462XA | https://catalog.hewi.com/storage/downloads/HEWI_900_35_462XA_en.pdf
900.35.4S0XA | HEWI Shower grab rail with sideways adjustable vertical support bar and shower head holder | Shower handrail with sliding shower head rail, System 900 - vertical and horizontally arranged rails connected at right angles with mounting roses and shower head holder - with shower head rail that can be pushed to the side (for installation) - vertical length made-to-measure from 600 mm to 1250 mm, horizontal lengths made-to-measure from 300 mm to 1500 mm, 88 mm deep - rail diameter 32 mm, tube thickness 2 mm, rose diameter 70 mm - made of high-quality stainless steel, satin - shower head holder made of high-quality matt polyamide in the HEWI colours 98 (signal white) and 92 (anthracite grey) - suitable for shower heads of various manufacturers - shower head holder can be tilted continuously and, after pressing a large pushbutton, its height can be adjusted - conical adapter on shower head holder makes it easier to hook in the shower head - including non-corrosive and tested HEWI fixing material for wall mounting and sealing tape for sealing the drilling points - Please note when using with hanging seats: Compatibility check required. - A detailed list of possible combinations of hand rails, L-shaped rails and shower handrails with matching hanging seats can be found in our online catalogue in the download area of the respective product. Article no.: HEWI 900.35.4S0XA | https://catalog.hewi.com/en/p/900354S0XA | https://catalog.hewi.com/storage/downloads/HEWI_900_35_4S0XA_en.pdf
900.35.4S2XA | HEWI Rail with sideways adjustable vertical support bar and shower head holder (ADA) | Shower handrail with sliding shower head rail, System 900 - vertical and horizontally arranged rails connected at right angles with mounting roses and shower head holder - with shower head rail that can be pushed to the side (for installation) - vertical length made-to-measure from 23 5/8 inch (600 mm) to 49 3/16 inch (1250 mm), horizontal length made-to-measure from 11 13/16 inch (300 mm) to 59 1/16 inch (1500 mm), 2 3/4 inch (70 mm) deep - rail diameter 1 1/4 inch (32 mm), tube thickness 1/16 inch (2 mm), rose diameter 2 3/4 inch (70 mm) - made of high-quality stainless steel, satin - shower head holder made of high-quality matt polyamide in HEWI colours 98 (signal white) and 92 (anthracite grey) - suitable for shower heads of various manufacturers - shower head holder can be tilted continuously and, after pressing a large pushbutton, its height can be adjusted - conical adapter on shower head holder makes it easier to hook in the shower head - including non-corrosive and tested HEWI fixing material for wall mounting and sealing tape for sealing the drilling points - maximum loading capacity 330 lbs (150 kg) - meets requirements according to 2010 ADA standards and ICC / ANSI A117.1-2017 Article no.: HEWI 900.35.4S2XA | https://catalog.hewi.com/en/p/900354S2XA | https://catalog.hewi.com/storage/downloads/HEWI_900_35_4S2XA_en.pdf
900.35M30040 | HEWI Shower grab rail with sideways adjustable vertical support bar and magnetic shower head holder | Shower handrail with sliding shower holder bar, System 900, Corner mounting - Rails arranged vertically and horizontally, rails connected at right angles with fixing rosettes and magnetic shower holder - with shower head rail that can be pushed to the side (for installation) - right-hand version - Vertical length 1250 mm, horizontal lengths (corner mounting) 765 mm each, 88 mm depth - rail diameter 32 mm, tube thickness 2 mm, rose diameter 70 mm - made of high-quality stainless steel, chrome-plated - shower holder made of high-quality stainless steel, chrome-plated - suitable for shower heads of various manufacturers - simple and intuitive one-hand operation - Shower holder is infinitely adjustable, automatically fixed in place by magnets - wear-free clamping mechanism - conical holder on the shower holder can be adjusted to any angle - reduced number of mounting roses due to innovative corner connection - including non-corrosive and tested HEWI fixing material for wall mounting and sealing tape to seal the drilling points - Please note when using with hanging seats: Compatibility check required. - A detailed list of possible combinations of hand rails, L-shaped rails and shower handrails with matching hanging seats can be found in our online catalogue in the download area of the respective product. Article no.: HEWI 900.35M30040 | https://catalog.hewi.com/en/p/90035M30040 | https://catalog.hewi.com/storage/downloads/HEWI_900_35M30040_en.pdf
900.35M30060 | HEWI Shower grab rail with sideways adjustable vertical support bar and magnetic shower head holder | Shower handrail with sliding shower holder bar, System 900, Corner mounting - Rails arranged vertically and horizontally, rails connected at right angles with fixing rosettes and magnetic shower holder - with shower head rail that can be pushed to the side (for installation) - right-hand version - Vertical length 1250 mm, horizontal lengths (corner mounting) 765 mm each, 88 mm depth - rail diameter 32 mm, tube thickness 2 mm, rose diameter 70 mm - made of high-quality stainless steel, powder-coated in HEWI colour CV (deep matt black), ER (deep matt dark grey pearl mica) and VH (deep matt white), each with the same colour, powder-coated shower holder made of high-quality stainless steel - suitable for shower heads of various manufacturers - simple and intuitive one-hand operation - Shower holder is infinitely adjustable, automatically fixed in place by magnets - wear-free clamping mechanism - conical holder on the shower holder can be adjusted to any angle - reduced number of mounting roses due to innovative corner connection - including non-corrosive and tested HEWI fixing material for wall mounting and sealing tape to seal the drilling points - Please note when using with hanging seats: Compatibility check required. - A detailed list of possible combinations of hand rails, L-shaped rails and shower handrails with matching hanging seats can be found in our online catalogue in the download area of the respective product. Article no.: HEWI 900.35M30060 | https://catalog.hewi.com/en/p/90035M30060 | https://catalog.hewi.com/storage/downloads/HEWI_900_35M30060_en.pdf
900.35M300XA | HEWI Shower grab rail with sideways adjustable vertical support bar and magnetic shower head holder | Shower handrail with sliding shower holder bar, System 900, Corner mounting - Rails arranged vertically and horizontally, rails connected at right angles with fixing rosettes and magnetic shower holder - with shower head rail that can be pushed to the side (for installation) - right-hand version - Vertical length 1250 mm, horizontal lengths (corner mounting) 765 mm each, 88 mm depth - rail diameter 32 mm, tube thickness 2 mm, rose diameter 70 mm - made of high-quality stainless steel, satin finished - shower holder made of high-quality stainless steel, satin finished - suitable for shower heads of various manufacturers - simple and intuitive one-hand operation - Shower holder is infinitely adjustable, automatically fixed in place by magnets - wear-free clamping mechanism - conical holder on the shower holder can be adjusted to any angle - reduced number of mounting roses due to innovative corner connection - including non-corrosive and tested HEWI fixing material for wall mounting and sealing tape to seal the drilling points - Please note when using with hanging seats: Compatibility check required. - A detailed list of possible combinations of hand rails, L-shaped rails and shower handrails with matching hanging seats can be found in our online catalogue in the download area of the respective product. Article no.: HEWI 900.35M300XA | https://catalog.hewi.com/en/p/90035M300XA | https://catalog.hewi.com/storage/downloads/HEWI_900_35M300XA_en.pdf
900.35M30140 | HEWI Shower grab rail with sideways adjustable vertical support bar and magnetic shower head holder | Shower handrail with sliding shower holder bar, System 900, Corner mounting - Rails arranged vertically and horizontally, rails connected at right angles with fixing rosettes and magnetic shower holder - with shower head rail that can be pushed to the side (for installation) - right-hand version - Vertical length 1250 mm, horizontal lengths (corner mounting) 965 mm each, 88 mm depth - rail diameter 32 mm, tube thickness 2 mm, rose diameter 70 mm - made of high-quality stainless steel, chrome-plated - shower holder made of high-quality stainless steel, chrome-plated - suitable for shower heads of various manufacturers - simple and intuitive one-hand operation - Shower holder is infinitely adjustable, automatically fixed in place by magnets - wear-free clamping mechanism - conical holder on the shower holder can be adjusted to any angle - reduced number of mounting roses due to innovative corner connection - including non-corrosive and tested HEWI fixing material for wall mounting and sealing tape to seal the drilling points - fulfils the requirements of ÖNORM B1600/1601 - Please note when using with hanging seats: Compatibility check required. - A detailed list of possible combinations of hand rails, L-shaped rails and shower handrails with matching hanging seats can be found in our online catalogue in the download area of the respective product. Article no.: HEWI 900.35M30140 | https://catalog.hewi.com/en/p/90035M30140 | https://catalog.hewi.com/storage/downloads/HEWI_900_35M30140_en.pdf
900.35M30160 | HEWI Shower grab rail with sideways adjustable vertical support bar and magnetic shower head holder | Shower handrail with sliding shower holder bar, System 900, Corner mounting - Rails arranged vertically and horizontally, rails connected at right angles with fixing rosettes and magnetic shower holder - with shower head rail that can be pushed to the side (for installation) - right-hand version - Vertical length 1250 mm, horizontal lengths (corner mounting) 965 mm each, 88 mm depth - rail diameter 32 mm, tube thickness 2 mm, rose diameter 70 mm - made of high-quality stainless steel, powder-coated in HEWI colour CV (deep matt black), ER (deep matt dark grey pearl mica) and VH (deep matt white), each with the same colour, powder-coated shower holder made of high-quality stainless steel - suitable for shower heads of various manufacturers - simple and intuitive one-hand operation - Shower holder is infinitely adjustable, automatically fixed in place by magnets - wear-free clamping mechanism - conical holder on the shower holder can be adjusted to any angle - reduced number of mounting roses due to innovative corner connection - including non-corrosive and tested HEWI fixing material for wall mounting and sealing tape to seal the drilling points - fulfils the requirements of ÖNORM B1600/1601 - Please note when using with hanging seats: Compatibility check required. - A detailed list of possible combinations of hand rails, L-shaped rails and shower handrails with matching hanging seats can be found in our online catalogue in the download area of the respective product. Article no.: HEWI 900.35M30160 | https://catalog.hewi.com/en/p/90035M30160 | https://catalog.hewi.com/storage/downloads/HEWI_900_35M30160_en.pdf
900.35M301XA | HEWI Shower grab rail with sideways adjustable vertical support bar and magnetic shower head holder | Shower handrail with sliding shower holder bar, System 900, Corner mounting - Rails arranged vertically and horizontally, rails connected at right angles with fixing rosettes and magnetic shower holder - with shower head rail that can be pushed to the side (for installation) - right-hand version - Vertical length 1250 mm, horizontal lengths (corner mounting) 965 mm each, 88 mm depth - rail diameter 32 mm, tube thickness 2 mm, rose diameter 70 mm - made of high-quality stainless steel, satin finished - shower holder made of high-quality stainless steel, satin finished - suitable for shower heads of various manufacturers - simple and intuitive one-hand operation - Shower holder is infinitely adjustable, automatically fixed in place by magnets - wear-free clamping mechanism - conical holder on the shower holder can be adjusted to any angle - reduced number of mounting roses due to innovative corner connection - including non-corrosive and tested HEWI fixing material for wall mounting and sealing tape to seal the drilling points - fulfils the requirements of ÖNORM B1600/1601 - Please note when using with hanging seats: Compatibility check required. - A detailed list of possible combinations of hand rails, L-shaped rails and shower handrails with matching hanging seats can be found in our online catalogue in the download area of the respective product. Article no.: HEWI 900.35M301XA | https://catalog.hewi.com/en/p/90035M301XA | https://catalog.hewi.com/storage/downloads/HEWI_900_35M301XA_en.pdf
900.35M30240 | HEWI Shower grab rail with sideways adjustable vertical support bar and magnetic shower head holder | Shower handrail with sliding shower holder bar, System 900, Corner mounting - Rails arranged vertically and horizontally, rails connected at right angles with fixing rosettes and magnetic shower holder - with shower head rail that can be pushed to the side (for installation) - right-hand version - Vertical length 1250 mm, horizontal lengths (corner mounting) 1185 mm and 765 mm, 88 mm depth - rail diameter 32 mm, tube thickness 2 mm, rose diameter 70 mm - made of high-quality stainless steel, chrome-plated - shower holder made of high-quality stainless steel, chrome-plated - suitable for shower heads of various manufacturers - simple and intuitive one-hand operation - Shower holder is infinitely adjustable, automatically fixed in place by magnets - wear-free clamping mechanism - conical holder on the shower holder can be adjusted to any angle - reduced number of mounting roses due to innovative corner connection - including non-corrosive and tested HEWI fixing material for wall mounting and sealing tape to seal the drilling points - Please note when using with hanging seats: Compatibility check required. - A detailed list of possible combinations of hand rails, L-shaped rails and shower handrails with matching hanging seats can be found in our online catalogue in the download area of the respective product. Article no.: HEWI 900.35M30240 | https://catalog.hewi.com/en/p/90035M30240 | https://catalog.hewi.com/storage/downloads/HEWI_900_35M30240_en.pdf
900.35M30260 | HEWI Shower grab rail with sideways adjustable vertical support bar and magnetic shower head holder | Shower handrail with sliding shower holder bar, System 900, Corner mounting - Rails arranged vertically and horizontally, rails connected at right angles with fixing rosettes and magnetic shower holder - with shower head rail that can be pushed to the side (for installation) - right-hand version - Vertical length 1250 mm, horizontal lengths (corner mounting) 1185 mm and 765 mm, 88 mm depth - rail diameter 32 mm, tube thickness 2 mm, rose diameter 70 mm - made of high-quality stainless steel, powder-coated in HEWI colour CV (deep matt black), ER (deep matt dark grey pearl mica) and VH (deep matt white), each with the same colour, powder-coated shower holder made of high-quality stainless steel - suitable for shower heads of various manufacturers - simple and intuitive one-hand operation - Shower holder is infinitely adjustable, automatically fixed in place by magnets - wear-free clamping mechanism - conical holder on the shower holder can be adjusted to any angle - reduced number of mounting roses due to innovative corner connection - including non-corrosive and tested HEWI fixing material for wall mounting and sealing tape to seal the drilling points - Please note when using with hanging seats: Compatibility check required. - A detailed list of possible combinations of hand rails, L-shaped rails and shower handrails with matching hanging seats can be found in our online catalogue in the download area of the respective product. Article no.: HEWI 900.35M30260 | https://catalog.hewi.com/en/p/90035M30260 | https://catalog.hewi.com/storage/downloads/HEWI_900_35M30260_en.pdf
900.35M302XA | HEWI Shower grab rail with sideways adjustable vertical support bar and magnetic shower head holder | Shower handrail with sliding shower holder bar, System 900, Corner mounting - Rails arranged vertically and horizontally, rails connected at right angles with fixing rosettes and magnetic shower holder - with shower head rail that can be pushed to the side (for installation) - right-hand version - Vertical length 1250 mm, horizontal lengths (corner mounting) 1185 mm and 765 mm, 88 mm depth - rail diameter 32 mm, tube thickness 2 mm, rose diameter 70 mm - made of high-quality stainless steel, satin finished - shower holder made of high-quality stainless steel, satin finished - suitable for shower heads of various manufacturers - simple and intuitive one-hand operation - Shower holder is infinitely adjustable, automatically fixed in place by magnets - wear-free clamping mechanism - conical holder on the shower holder can be adjusted to any angle - reduced number of mounting roses due to innovative corner connection - including non-corrosive and tested HEWI fixing material for wall mounting and sealing tape to seal the drilling points - Please note when using with hanging seats: Compatibility check required. - A detailed list of possible combinations of hand rails, L-shaped rails and shower handrails with matching hanging seats can be found in our online catalogue in the download area of the respective product. Article no.: HEWI 900.35M302XA | https://catalog.hewi.com/en/p/90035M302XA | https://catalog.hewi.com/storage/downloads/HEWI_900_35M302XA_en.pdf
900.35M30340 | HEWI Shower grab rail with sideways adjustable vertical support bar and magnetic shower head holder | Shower handrail with sliding shower holder bar, System 900, Corner mounting - Rails arranged vertically and horizontally, rails connected at right angles with fixing rosettes and magnetic shower holder with shower head rail that can be pushed to the side (for installation) - left-hand version - Vertical length 1250 mm, horizontal lengths (corner mounting) 765 mm each, 88 mm depth - rail diameter 32 mm, tube thickness 2 mm, rose diameter 70 mm - made of high-quality stainless steel, chrome-plated - shower holder made of high-quality stainless steel, chrome-plated - suitable for shower heads of various manufacturers - simple and intuitive one-hand operation - Shower holder is infinitely adjustable, automatically fixed in place by magnets - wear-free clamping mechanism - conical holder on the shower holder can be adjusted to any angle - reduced number of mounting roses due to innovative corner connection - including non-corrosive and tested HEWI fixing material for wall mounting and sealing tape to seal the drilling points - Please note when using with hanging seats: Compatibility check required. - A detailed list of possible combinations of hand rails, L-shaped rails and shower handrails with matching hanging seats can be found in our online catalogue in the download area of the respective product. Article no.: HEWI 900.35M30340 | https://catalog.hewi.com/en/p/90035M30340 | https://catalog.hewi.com/storage/downloads/HEWI_900_35M30340_en.pdf
900.35M30360 | HEWI Shower grab rail with sideways adjustable vertical support bar and magnetic shower head holder | Shower handrail with sliding shower holder bar, System 900, Corner mounting - Rails arranged vertically and horizontally, rails connected at right angles with fixing rosettes and magnetic shower holder - with shower head rail that can be pushed to the side (for installation) - left-hand version - Vertical length 1250 mm, horizontal lengths (corner mounting) 765 mm each, 88 mm depth - rail diameter 32 mm, tube thickness 2 mm, rose diameter 70 mm - made of high-quality stainless steel, powder-coated in HEWI colour CV (deep matt black), ER (deep matt dark grey pearl mica) and VH (deep matt white), each with the same colour, powder-coated shower holder made of high-quality stainless steel - suitable for shower heads of various manufacturers - simple and intuitive one-hand operation - Shower holder is infinitely adjustable, automatically fixed in place by magnets - wear-free clamping mechanism - conical holder on the shower holder can be adjusted to any angle - reduced number of mounting roses due to innovative corner connection - including non-corrosive and tested HEWI fixing material for wall mounting and sealing tape to seal the drilling points - Please note when using with hanging seats: Compatibility check required. - A detailed list of possible combinations of hand rails, L-shaped rails and shower handrails with matching hanging seats can be found in our online catalogue in the download area of the respective product. Article no.: HEWI 900.35M30360 | https://catalog.hewi.com/en/p/90035M30360 | https://catalog.hewi.com/storage/downloads/HEWI_900_35M30360_en.pdf
900.35M303XA | HEWI Shower grab rail with sideways adjustable vertical support bar and magnetic shower head holder | Shower handrail with sliding shower holder bar, System 900, Corner mounting - Rails arranged vertically and horizontally, rails connected at right angles with fixing rosettes and magnetic shower holder - with shower head rail that can be pushed to the side (for installation) - left-hand version - Vertical length 1250 mm, horizontal lengths (corner mounting) 765 mm each, 88 mm depth - rail diameter 32 mm, tube thickness 2 mm, rose diameter 70 mm - made of high-quality stainless steel, satin finished - shower holder made of high-quality stainless steel, satin finished - suitable for shower heads of various manufacturers - simple and intuitive one-hand operation - Shower holder is infinitely adjustable, automatically fixed in place by magnets - wear-free clamping mechanism - conical holder on the shower holder can be adjusted to any angle - reduced number of mounting roses due to innovative corner connection - including non-corrosive and tested HEWI fixing material for wall mounting and sealing tape to seal the drilling points - Please note when using with hanging seats: Compatibility check required. - A detailed list of possible combinations of hand rails, L-shaped rails and shower handrails with matching hanging seats can be found in our online catalogue in the download area of the respective product. Article no.: HEWI 900.35M303XA | https://catalog.hewi.com/en/p/90035M303XA | https://catalog.hewi.com/storage/downloads/HEWI_900_35M303XA_en.pdf
900.35M30440 | HEWI Shower grab rail with sideways adjustable vertical support bar and magnetic shower head holder | Shower handrail with sliding shower holder bar, System 900, Corner mounting - Rails arranged vertically and horizontally, rails connected at right angles with fixing rosettes and magnetic shower holder with shower head rail that can be pushed to the side (for installation) - left-hand version - Vertical length 1250 mm, horizontal lengths (corner mounting) 965 mm each, 88 mm depth - rail diameter 32 mm, tube thickness 2 mm, rose diameter 70 mm - made of high-quality stainless steel, chrome-plated - shower holder made of high-quality stainless steel, chrome-plated - suitable for shower heads of various manufacturers - simple and intuitive one-hand operation - Shower holder is infinitely adjustable, automatically fixed in place by magnets - wear-free clamping mechanism - conical holder on the shower holder can be adjusted to any angle - reduced number of mounting roses due to innovative corner connection - including non-corrosive and tested HEWI fixing material for wall mounting and sealing tape to seal the drilling points - fulfils the requirements of ÖNORM B1600/1601 - Please note when using with hanging seats: Compatibility check required. - A detailed list of possible combinations of hand rails, L-shaped rails and shower handrails with matching hanging seats can be found in our online catalogue in the download area of the respective product. Article no.: HEWI 900.35M30440 | https://catalog.hewi.com/en/p/90035M30440 | https://catalog.hewi.com/storage/downloads/HEWI_900_35M30440_en.pdf
900.35M30460 | HEWI Shower grab rail with sideways adjustable vertical support bar and magnetic shower head holder | Shower handrail with sliding shower holder bar, System 900, Corner mounting - Rails arranged vertically and horizontally, rails connected at right angles with fixing rosettes and magnetic shower holder with shower head rail that can be pushed to the side (for installation) - left-hand version - Vertical length 1250 mm, horizontal lengths (corner mounting) 965 mm each, 88 mm depth - rail diameter 32 mm, tube thickness 2 mm, rose diameter 70 mm - made of high-quality stainless steel, powder-coated in HEWI colour CV (deep matt black), ER (deep matt dark grey pearl mica) and VH (deep matt white), each with the same colour, powder-coated shower holder made of high-quality stainless steel - suitable for shower heads of various manufacturers - simple and intuitive one-hand operation - Shower holder is infinitely adjustable, automatically fixed in place by magnets - wear-free clamping mechanism - conical holder on the shower holder can be adjusted to any angle - reduced number of mounting roses due to innovative corner connection - including non-corrosive and tested HEWI fixing material for wall mounting and sealing tape to seal the drilling points -fulfils the requirements of ÖNORM B1600/1601 - Please note when using with hanging seats: Compatibility check required. - A detailed list of possible combinations of hand rails, L-shaped rails and shower handrails with matching hanging seats can be found in our online catalogue in the download area of the respective product. Article no.: HEWI 900.35M30460 | https://catalog.hewi.com/en/p/90035M30460 | https://catalog.hewi.com/storage/downloads/HEWI_900_35M30460_en.pdf
900.35M304XA | HEWI Shower grab rail with sideways adjustable vertical support bar and magnetic shower head holder | Shower handrail with sliding shower holder bar, System 900, Corner mounting - Rails arranged vertically and horizontally, rails connected at right angles with fixing rosettes and magnetic shower holder with shower head rail that can be pushed to the side (for installation) - left-hand version - Vertical length 1250 mm, horizontal lengths (corner mounting) 965 mm each, 88 mm depth - rail diameter 32 mm, tube thickness 2 mm, rose diameter 70 mm - made of high-quality stainless steel, satin finished - shower holder made of high-quality stainless steel, satin finished - suitable for shower heads of various manufacturers - simple and intuitive one-hand operation - Shower holder is infinitely adjustable, automatically fixed in place by magnets - wear-free clamping mechanism - conical holder on the shower holder can be adjusted to any angle - reduced number of mounting roses due to innovative corner connection - including non-corrosive and tested HEWI fixing material for wall mounting and sealing tape to seal the drilling points -fulfils the requirements of ÖNORM B1600/1601 - Please note when using with hanging seats: Compatibility check required. - A detailed list of possible combinations of hand rails, L-shaped rails and shower handrails with matching hanging seats can be found in our online catalogue in the download area of the respective product. Article no.: HEWI 900.35M304XA | https://catalog.hewi.com/en/p/90035M304XA | https://catalog.hewi.com/storage/downloads/HEWI_900_35M304XA_en.pdf
900.35M30540 | HEWI Shower grab rail with sideways adjustable vertical support bar and magnetic shower head holder | Shower handrail with sliding shower holder bar, System 900, Corner mounting - Rails arranged vertically and horizontally, rails connected at right angles with fixing rosettes and magnetic shower holder with shower head rail that can be pushed to the side (for installation) - left-hand version - Vertical length 1250 mm, horizontal lengths (corner mounting) 1185 mm and 765 mm, 88 mm depth - rail diameter 32 mm, tube thickness 2 mm, rose diameter 70 mm - made of high-quality stainless steel, chrome-plated - shower holder made of high-quality stainless steel, chrome-plated - suitable for shower heads of various manufacturers - simple and intuitive one-hand operation - Shower holder is infinitely adjustable, automatically fixed in place by magnets - wear-free clamping mechanism - conical holder on the shower holder can be adjusted to any angle - reduced number of mounting roses due to innovative corner connection - including non-corrosive and tested HEWI fixing material for wall mounting and sealing tape to seal the drilling points - Please note when using with hanging seats: Compatibility check required. - A detailed list of possible combinations of hand rails, L-shaped rails and shower handrails with matching hanging seats can be found in our online catalogue in the download area of the respective product. Article no.: HEWI 900.35M30540 | https://catalog.hewi.com/en/p/90035M30540 | https://catalog.hewi.com/storage/downloads/HEWI_900_35M30540_en.pdf
900.35M30560 | HEWI Shower grab rail with sideways adjustable vertical support bar and magnetic shower head holder | Shower handrail with sliding shower holder bar, System 900, Corner mounting - Rails arranged vertically and horizontally, rails connected at right angles with fixing rosettes and magnetic shower holder - with shower head rail that can be pushed to the side (for installation) - left-hand version - Vertical length 1250 mm, horizontal lengths (corner mounting) 1185 mm and 765 mm, 88 mm depth - rail diameter 32 mm, tube thickness 2 mm, rose diameter 70 mm - made of high-quality stainless steel, powder-coated in HEWI colour CV (deep matt black), ER (deep matt dark grey pearl mica) and VH (deep matt white), each with the same colour, powder-coated shower holder made of high-quality stainless steel - suitable for shower heads of various manufacturers - simple and intuitive one-hand operation - Shower holder is infinitely adjustable, automatically fixed in place by magnets - wear-free clamping mechanism - conical holder on the shower holder can be adjusted to any angle - reduced number of mounting roses due to innovative corner connection - including non-corrosive and tested HEWI fixing material for wall mounting and sealing tape to seal the drilling points - Please note when using with hanging seats: Compatibility check required. - A detailed list of possible combinations of hand rails, L-shaped rails and shower handrails with matching hanging seats can be found in our online catalogue in the download area of the respective product. Article no.: HEWI 900.35M30560 | https://catalog.hewi.com/en/p/90035M30560 | https://catalog.hewi.com/storage/downloads/HEWI_900_35M30560_en.pdf
900.35M305XA | HEWI Shower grab rail with sideways adjustable vertical support bar and magnetic shower head holder | Shower handrail with sliding shower holder bar, System 900, Corner mounting - Rails arranged vertically and horizontally, bars connected at right angles with fixing rosettes and magnetic shower holder with shower head rail that can be pushed to the side (for installation) - left-hand version - vertical length 1250 mm, horizontal lengths (corner mounting) 1185 mm and 765 mm, 88 mm depth - rail diameter 32 mm, tube thickness 2 mm, rose diameter 70 mm - made of high-quality stainless steel, satin finished - shower holder made of high-quality stainless steel, satin finished - suitable for shower heads of various manufacturers - simple and intuitive one-hand operation - Shower holder is infinitely adjustable, automatically fixed in place by magnets - wear-free clamping mechanism - conical holder on the shower holder can be adjusted to any angle - reduced number of mounting roses due to innovative corner connection - including non-corrosive and tested HEWI fixing material for wall mounting and sealing tape to seal the drilling points - Please note when using with hanging seats: Compatibility check required. - A detailed list of possible combinations of hand rails, L-shaped rails and shower handrails with matching hanging seats can be found in our online catalogue in the download area of the respective product. Article no.: HEWI 900.35M305XA | https://catalog.hewi.com/en/p/90035M305XA | https://catalog.hewi.com/storage/downloads/HEWI_900_35M305XA_en.pdf
900.35M30640 | HEWI Shower grab rail with sideways adjustable vertical support bar and magnetic shower head holder | Shower handrail with sliding shower holder bar, System 900, Corner mounting - Rails arranged vertically and horizontally, rails connected at right angles with fixing rosettes and magnetic shower holder with shower head rail that can be pushed to the side (for installation) - right-hand version - Vertical length 1250 mm, horizontal lengths (corner mounting) 765 mm and 965 mm, 88 mm depth - rail diameter 32 mm, tube thickness 2 mm, rose diameter 70 mm - made of high-quality stainless steel, chrome-plated - shower holder made of high-quality stainless steel, chrome-plated - suitable for shower heads of various manufacturers - simple and intuitive one-hand operation - Shower holder is infinitely adjustable, automatically fixed in place by magnets - wear-free clamping mechanism - conical holder on the shower holder can be adjusted to any angle - reduced number of mounting roses due to innovative corner connection - including non-corrosive and tested HEWI fixing material for wall mounting and sealing tape to seal the drilling points -fulfils the requirements of ÖNORM B1600/1601 - Please note when using with hanging seats: Compatibility check required. - A detailed list of possible combinations of hand rails, L-shaped rails and shower handrails with matching hanging seats can be found in our online catalogue in the download area of the respective product. Article no.: HEWI 900.35M30640 | https://catalog.hewi.com/en/p/90035M30640 | https://catalog.hewi.com/storage/downloads/HEWI_900_35M30640_en.pdf
900.35M30660 | HEWI Shower grab rail with sideways adjustable vertical support bar and magnetic shower head holder | Shower handrail with sliding shower holder bar, System 900, Corner mounting - Rails arranged vertically and horizontally, bars connected at right angles with fixing rosettes and magnetic shower holder with shower head rail that can be pushed to the side (for installation) - right-hand version - Vertical length 1250 mm, horizontal lengths (corner mounting) 765 mm and 965 mm, 88 mm depth - rail diameter 32 mm, tube thickness 2 mm, rose diameter 70 mm - made of high-quality stainless steel, powder-coated in HEWI colour CV (deep matt black), ER (deep matt dark grey pearl mica) and VH (deep matt white), each with the same colour, powder-coated shower holder made of high-quality stainless steel - suitable for shower heads of various manufacturers - simple and intuitive one-hand operation - Shower holder is infinitely adjustable, automatically fixed in place by magnets - wear-free clamping mechanism - conical holder on the shower holder can be adjusted to any angle - reduced number of mounting roses due to innovative corner connection - including non-corrosive and tested HEWI fixing material for wall mounting and sealing tape to seal the drilling points -fulfils the requirements of ÖNORM B1600/1601 - Please note when using with hanging seats: Compatibility check required. - A detailed list of possible combinations of hand rails, L-shaped rails and shower handrails with matching hanging seats can be found in our online catalogue in the download area of the respective product. Article no.: HEWI 900.35M30660 | https://catalog.hewi.com/en/p/90035M30660 | https://catalog.hewi.com/storage/downloads/HEWI_900_35M30660_en.pdf
900.35M306XA | HEWI Shower grab rail with sideways adjustable vertical support bar and magnetic shower head holder | Shower handrail with sliding shower holder bar, System 900, Corner mounting - Rails arranged vertically and horizontally, bars connected at right angles with fixing rosettes and magnetic shower holder with shower head rail that can be pushed to the side (for installation) - right-hand version - Vertical length 1250 mm, horizontal lengths (corner mounting) 765 mm and 965 mm, 88 mm depth - rail diameter 32 mm, tube thickness 2 mm, rose diameter 70 mm - made of high-quality stainless steel, satin finished - shower holder made of high-quality stainless steel, satin finished - suitable for shower heads of various manufacturers - simple and intuitive one-hand operation - Shower holder is infinitely adjustable, automatically fixed in place by magnets - wear-free clamping mechanism - conical holder on the shower holder can be adjusted to any angle - reduced number of mounting roses due to innovative corner connection - including non-corrosive and tested HEWI fixing material for wall mounting and sealing tape to seal the drilling points -fulfils the requirements of ÖNORM B1600/1601 - Please note when using with hanging seats: Compatibility check required. - A detailed list of possible combinations of hand rails, L-shaped rails and shower handrails with matching hanging seats can be found in our online catalogue in the download area of the respective product. Article no.: HEWI 900.35M306XA | https://catalog.hewi.com/en/p/90035M306XA | https://catalog.hewi.com/storage/downloads/HEWI_900_35M306XA_en.pdf
900.35M30740 | HEWI Shower grab rail with sideways adjustable vertical support bar and magnetic shower head holder | Shower handrail with sliding shower holder bar, System 900, Corner mounting - Rails arranged vertically and horizontally, rails connected at right angles with fixing rosettes and magnetic shower holder with shower head rail that can be pushed to the side (for installation) - left-hand version - Vertical length 1250 mm, horizontal lengths (corner mounting) 765 mm and 965 mm, 88 mm depth - rail diameter 32 mm, tube thickness 2 mm, rose diameter 70 mm - made of high-quality stainless steel, chrome-plated - shower holder made of high-quality stainless steel, chrome-plated - suitable for shower heads of various manufacturers - simple and intuitive one-hand operation - Shower holder is infinitely adjustable, automatically fixed in place by magnets - wear-free clamping mechanism - conical holder on the shower holder can be adjusted to any angle - reduced number of mounting roses due to innovative corner connection - including non-corrosive and tested HEWI fixing material for wall mounting and sealing tape to seal the drilling points -fulfils the requirements of ÖNORM B1600/1601 - Please note when using with hanging seats: Compatibility check required. - A detailed list of possible combinations of hand rails, L-shaped rails and shower handrails with matching hanging seats can be found in our online catalogue in the download area of the respective product. Article no.: HEWI 900.35M30740 | https://catalog.hewi.com/en/p/90035M30740 | https://catalog.hewi.com/storage/downloads/HEWI_900_35M30740_en.pdf
900.35M30760 | HEWI Shower grab rail with sideways adjustable vertical support bar and magnetic shower head holder | Shower handrail with sliding shower holder bar, System 900, Corner mounting - Rails arranged vertically and horizontally, bars connected at right angles with fixing rosettes and magnetic shower holder with shower head rail that can be pushed to the side (for installation) - left-hand version - Vertical length 1250 mm, horizontal lengths (corner mounting) 765 mm and 965 mm, 88 mm depth - rail diameter 32 mm, tube thickness 2 mm, rose diameter 70 mm - made of high-quality stainless steel, powder-coated in HEWI colour CV (deep matt black), ER (deep matt dark grey pearl mica) and VH (deep matt white), each with the same colour, powder-coated shower holder made of high-quality stainless steel - suitable for shower heads of various manufacturers - simple and intuitive one-hand operation - Shower holder is infinitely adjustable, automatically fixed in place by magnets - wear-free clamping mechanism - conical holder on the shower holder can be adjusted to any angle - reduced number of mounting roses due to innovative corner connection - including non-corrosive and tested HEWI fixing material for wall mounting and sealing tape to seal the drilling points -fulfils the requirements of ÖNORM B1600/1601 - Please note when using with hanging seats: Compatibility check required. - A detailed list of possible combinations of hand rails, L-shaped rails and shower handrails with matching hanging seats can be found in our online catalogue in the download area of the respective product. Article no.: HEWI 900.35M30760 | https://catalog.hewi.com/en/p/90035M30760 | https://catalog.hewi.com/storage/downloads/HEWI_900_35M30760_en.pdf
900.35M307XA | HEWI Shower grab rail with sideways adjustable vertical support bar and magnetic shower head holder | Shower handrail with sliding shower holder bar, System 900, Corner mounting - Rails arranged vertically and horizontally, bars connected at right angles with fixing rosettes and magnetic shower holder - with shower head rail that can be pushed to the side (for installation) - left-hand version - Vertical length 1250 mm, horizontal lengths (corner mounting) 765 mm and 965 mm, 88 mm depth - rail diameter 32 mm, tube thickness 2 mm, rose diameter 70 mm - made of high-quality stainless steel, satin finished - shower holder made of high-quality stainless steel, satin finished - Suitable for shower heads of various manufacturers - simple and intuitive one-hand operation - Shower holder is infinitely adjustable, automatically fixed in place by magnets - wear-free clamping mechanism - conical holder on the shower holder can be adjusted to any angle - reduced number of mounting roses due to innovative corner connection - including non-corrosive and tested HEWI fixing material for wall mounting and sealing tape to seal the drilling points -fulfils the requirements of ÖNORM B1600/1601 - Please note when using with hanging seats: Compatibility check required. - A detailed list of possible combinations of hand rails, L-shaped rails and shower handrails with matching hanging seats can be found in our online catalogue in the download area of the respective product. Article no.: HEWI 900.35M307XA | https://catalog.hewi.com/en/p/90035M307XA | https://catalog.hewi.com/storage/downloads/HEWI_900_35M307XA_en.pdf
900.35M30840 | HEWI Shower grab rail with sideways adjustable vertical support bar and magnetic shower head holder | Shower handrail with sliding shower holder bar, System 900, Corner mounting - Rails arranged vertically and horizontally, rails connected at right angles with fixing rosettes and magnetic shower holder - with shower head rail that can be pushed to the side (for installation) - right-hand version - Vertical length 1250 mm, horizontal lengths (corner mounting) 965 mm and 1185 mm, 88 mm depth - rail diameter 32 mm, tube thickness 2 mm, rose diameter 70 mm - made of high-quality stainless steel, chrome-plated - shower holder made of high-quality stainless steel, chrome-plated - suitable for shower heads of various manufacturers - simple and intuitive one-hand operation - Shower holder is infinitely adjustable, automatically fixed in place by magnets - wear-free clamping mechanism - conical holder on the shower holder can be adjusted to any angle - reduced number of mounting roses due to innovative corner connection - including non-corrosive and tested HEWI fixing material for wall mounting and sealing tape to seal the drilling points - fulfils the requirements of ÖNORM B1600/1601 - Please note when using with hanging seats: Compatibility check required. - A detailed list of possible combinations of hand rails, L-shaped rails and shower handrails with matching hanging seats can be found in our online catalogue in the download area of the respective product. Article no.: HEWI 900.35M30840 | https://catalog.hewi.com/en/p/90035M30840 | https://catalog.hewi.com/storage/downloads/HEWI_900_35M30840_en.pdf
900.35M30860 | HEWI Shower grab rail with sideways adjustable vertical support bar and magnetic shower head holder | Shower handrail with sliding shower holder bar, System 900, Corner mounting - Rails arranged vertically and horizontally, bars connected at right angles with fixing rosettes and magnetic shower holder with shower head rail that can be pushed to the side (for installation) - right-hand version - Vertical length 1250 mm, horizontal lengths (corner mounting) 965 mm and 1185 mm, 88 mm depth - rail diameter 32 mm, tube thickness 2 mm, rose diameter 70 mm - made of high-quality stainless steel, powder-coated in HEWI colour CV (deep matt black), ER (deep matt dark grey pearl mica) and VH (deep matt white), each with the same colour, powder-coated shower holder made of high-quality stainless steel - suitable for shower heads of various manufacturers - simple and intuitive one-hand operation - Shower holder is infinitely adjustable, automatically fixed in place by magnets - wear-free clamping mechanism - conical holder on the shower holder can be adjusted to any angle - reduced number of mounting roses due to innovative corner connection - including non-corrosive and tested HEWI fixing material for wall mounting and sealing tape to seal the drilling points -fulfils the requirements of ÖNORM B1600/1601 - Please note when using with hanging seats: Compatibility check required. - A detailed list of possible combinations of hand rails, L-shaped rails and shower handrails with matching hanging seats can be found in our online catalogue in the download area of the respective product. Article no.: HEWI 900.35M30860 | https://catalog.hewi.com/en/p/90035M30860 | https://catalog.hewi.com/storage/downloads/HEWI_900_35M30860_en.pdf
900.35M308XA | HEWI Shower grab rail with sideways adjustable vertical support bar and magnetic shower head holder | Shower handrail with sliding shower holder bar, System 900, Corner mounting - Rails arranged vertically and horizontally, rails connected at right angles with fixing rosettes and magnetic shower holder - with shower head rail that can be pushed to the side (for installation) - right-hand version - Vertical length 1250 mm, horizontal lengths (corner mounting) 965 mm and 1185 mm, 88 mm depth - rail diameter 32 mm, tube thickness 2 mm, rose diameter 70 mm - made of high-quality stainless steel, satin finished - shower holder made of high-quality stainless steel, satin finished - suitable for shower heads of various manufacturers - simple and intuitive one-hand operation - Shower holder is infinitely adjustable, automatically fixed in place by magnets - wear-free clamping mechanism - conical holder on the shower holder can be adjusted to any angle - reduced number of mounting roses due to innovative corner connection - including non-corrosive and tested HEWI fixing material for wall mounting and sealing tape to seal the drilling points - fulfils the requirements of ÖNORM B1600/1601 - Please note when using with hanging seats: Compatibility check required. - A detailed list of possible combinations of hand rails, L-shaped rails and shower handrails with matching hanging seats can be found in our online catalogue in the download area of the respective product. Article no.: HEWI 900.35M308XA | https://catalog.hewi.com/en/p/90035M308XA | https://catalog.hewi.com/storage/downloads/HEWI_900_35M308XA_en.pdf
900.35M30940 | HEWI Shower grab rail with sideways adjustable vertical support bar and magnetic shower head holder | Shower handrail with sliding shower holder bar, System 900, Corner mounting - Rails arranged vertically and horizontally, rails connected at right angles with fixing rosettes and magnetic shower holder - with shower head rail that can be pushed to the side (for installation) - left-hand version - Vertical length 1250 mm, horizontal lengths (corner mounting) 965 mm and 1185 mm, 88 mm depth - rail diameter 32 mm, tube thickness 2 mm, rose diameter 70 mm - made of high-quality stainless steel, chrome-plated - shower holder made of high-quality stainless steel, chrome-plated - suitable for shower heads of various manufacturers - simple and intuitive one-hand operation - Shower holder is infinitely adjustable, automatically fixed in place by magnets - wear-free clamping mechanism - conical holder on the shower holder can be adjusted to any angle - reduced number of mounting roses due to innovative corner connection - including non-corrosive and tested HEWI fixing material for wall mounting and sealing tape to seal the drilling points - fulfils the requirements of ÖNORM B1600/1601 - Please note when using with hanging seats: Compatibility check required. - A detailed list of possible combinations of hand rails, L-shaped rails and shower handrails with matching hanging seats can be found in our online catalogue in the download area of the respective product. Article no.: HEWI 900.35M30940 | https://catalog.hewi.com/en/p/90035M30940 | https://catalog.hewi.com/storage/downloads/HEWI_900_35M30940_en.pdf
900.35M30960 | HEWI Shower grab rail with sideways adjustable vertical support bar and magnetic shower head holder | Shower handrail with sliding shower holder bar, System 900, Corner mounting - Rails arranged vertically and horizontally, rails connected at right angles with fixing rosettes and magnetic shower holder - with shower head rail that can be pushed to the side (for installation) - left-hand version - Vertical length 1250 mm, horizontal lengths (corner mounting) 965 mm and 1185 mm, 88 mm depth - rail diameter 32 mm, tube thickness 2 mm, rose diameter 70 mm - made of high-quality stainless steel, powder-coated in HEWI colour CV (deep matt black), ER (deep matt dark grey pearl mica) and VH (deep matt white), each with the same colour, powder-coated shower holder made of high-quality stainless steel - suitable for shower heads of various manufacturers - simple and intuitive one-hand operation - Shower holder is infinitely adjustable, automatically fixed in place by magnets - wear-free clamping mechanism - conical holder on the shower holder can be adjusted to any angle - reduced number of mounting roses due to innovative corner connection - including non-corrosive and tested HEWI fixing material for wall mounting and sealing tape to seal the drilling points - fulfils the requirements of ÖNORM B1600/1601 - Please note when using with hanging seats: Compatibility check required. - A detailed list of possible combinations of hand rails, L-shaped rails and shower handrails with matching hanging seats can be found in our online catalogue in the download area of the respective product. Article no.: HEWI 900.35M30960 | https://catalog.hewi.com/en/p/90035M30960 | https://catalog.hewi.com/storage/downloads/HEWI_900_35M30960_en.pdf
900.35M309XA | HEWI Shower grab rail with sideways adjustable vertical support bar and magnetic shower head holder | Shower handrail with sliding shower holder bar, System 900, Corner mounting - Rails arranged vertically and horizontally, rails connected at right angles with fixing rosettes and magnetic shower holder - with shower head rail that can be pushed to the side (for installation) - left-hand version - Vertical length 1250 mm, horizontal lengths (corner mounting) 965 mm and 1185 mm, 88 mm depth - rail diameter 32 mm, tube thickness 2 mm, rose diameter 70 mm - made of high-quality stainless steel, satin finished - shower holder made of high-quality stainless steel, satin finished - suitable for shower heads of various manufacturers - simple and intuitive one-hand operation - Shower holder is infinitely adjustable, automatically fixed in place by magnets - wear-free clamping mechanism - conical holder on the shower holder can be adjusted to any angle - reduced number of mounting roses due to innovative corner connection - including non-corrosive and tested HEWI fixing material for wall mounting and sealing tape to seal the drilling points - fulfils the requirements of ÖNORM B1600/1601 - Please note when using with hanging seats: Compatibility check required. - A detailed list of possible combinations of hand rails, L-shaped rails and shower handrails with matching hanging seats can be found in our online catalogue in the download area of the respective product. Article no.: HEWI 900.35M309XA | https://catalog.hewi.com/en/p/90035M309XA | https://catalog.hewi.com/storage/downloads/HEWI_900_35M309XA_en.pdf
900.35M3S0XA | HEWI Shower grab rail with sideways adjustable vertical support bar and magnetic shower head holder | Shower handrail with sliding shower holder bar, System 900, Corner mounting - Rails arranged vertically and horizontally, rails connected at right angles with fixing rosettes and magnetic shower holder - with shower head rail that can be pushed to the side (for installation) - right-hand version - vertical length made-to-measure from 600 mm to 1250 mm, horizontal lengths (corner mounting) made to measure from 475 mm to 1800 mm, 88 mm depth - rail diameter 32 mm, tube thickness 2 mm, rose diameter 70 mm - made of high-quality stainless steel, satin finished - shower holder made of high-quality stainless steel, satin finished - suitable for shower heads of various manufacturers - simple and intuitive one-hand operation - Shower holder is infinitely adjustable, automatically fixed in place by magnets - wear-free clamping mechanism - conical holder on the shower holder can be adjusted to any angle - reduced number of mounting roses due to innovative corner connection - including non-corrosive and tested HEWI fixing material for wall mounting and sealing tape to seal the drilling points - Please note when using with hanging seats: Compatibility check required. - A detailed list of possible combinations of hand rails, L-shaped rails and shower handrails with matching hanging seats can be found in our online catalogue in the download area of the respective product. Article no.: HEWI 900.35M3S0XA | https://catalog.hewi.com/en/p/90035M3S0XA | https://catalog.hewi.com/storage/downloads/HEWI_900_35M3S0XA_en.pdf
900.35M3S2XA | HEWI Shower grab rail with sideways adjustable vertical support bar and magnetic shower head holder | Shower handrail with sliding shower holder bar, System 900, Corner mounting - Rails arranged vertically and horizontally, rails connected at right angles with fixing rosettes and magnetic shower holder - with shower head rail that can be pushed to the side (for installation) - left-hand version - vertical length made-to-measure from 600 mm to 1250 mm, horizontal lengths (corner mounting) made to measure from 475 mm to 1800 mm, 88 mm depth - rail diameter 32 mm, tube thickness 2 mm, rose diameter 70 mm - made of high-quality stainless steel, satin finished - shower holder made of high-quality stainless steel, satin finished - suitable for shower heads of various manufacturers - simple and intuitive one-hand operation - Shower holder is infinitely adjustable, automatically fixed in place by magnets - wear-free clamping mechanism - conical holder on the shower holder can be adjusted to any angle - reduced number of mounting roses due to innovative corner connection - including non-corrosive and tested HEWI fixing material for wall mounting and sealing tape to seal the drilling points - Please note when using with hanging seats: Compatibility check required. - A detailed list of possible combinations of hand rails, L-shaped rails and shower handrails with matching hanging seats can be found in our online catalogue in the download area of the respective product. Article no.: HEWI 900.35M3S2XA | https://catalog.hewi.com/en/p/90035M3S2XA | https://catalog.hewi.com/storage/downloads/HEWI_900_35M3S2XA_en.pdf
900.35M40040 | HEWI Shower grab rail with sideways adjustable vertical support bar and magnetic shower head holder | Shower handrail with sliding shower holder bar, System 900 - Rails arranged vertically and horizontally, rails connected at right angles with fixing rosettes and magnetic shower holder - with shower head rail that can be pushed to the side (for installation) - Vertical length 1250 mm, - Horizontal length 765 mm, 88 mm depth - rail diameter 32 mm, tube thickness 2 mm, rose diameter 70 mm - made of high-quality stainless steel, chrome-plated - shower holder made of high-quality stainless steel, chrome-plated - suitable for shower heads of various manufacturers - simple and intuitive one-hand operation - Shower holder is infinitely adjustable, automatically fixed in place by magnets - wear-free clamping mechanism - conical holder on the shower holder can be adjusted to any angle - including non-corrosive and tested HEWI fixing material for wall mounting and sealing tape to seal the drilling points - Please note when using with hanging seats: Compatibility check required. - A detailed list of possible combinations of hand rails, L-shaped rails and shower handrails with matching hanging seats can be found in our online catalogue in the download area of the respective product. Article no.: HEWI 900.35M40040 | https://catalog.hewi.com/en/p/90035M40040 | https://catalog.hewi.com/storage/downloads/HEWI_900_35M40040_en.pdf
900.35M40060 | HEWI Shower grab rail with sideways adjustable vertical support bar and magnetic shower head holder | Shower handrail with sliding shower holder bar, System 900 - Rails arranged vertically and horizontally, rails connected at right angles with fixing rosettes and magnetic shower holder - with shower head rail that can be pushed to the side (for installation) - Vertical length 1250 mm, - Horizontal length 765 mm, 88 mm depth - rail diameter 32 mm, tube thickness 2 mm, rose diameter 70 mm - made of high-quality stainless steel, powder-coated in HEWI colour CV (deep matt black), ER (deep matt dark grey pearl mica) and VH (deep matt white), each with the same colour, powder-coated shower holder made of high-quality stainless steel - suitable for shower heads of various manufacturers - simple and intuitive one-hand operation - Shower holder is infinitely adjustable, automatically fixed in place by magnets - wear-free clamping mechanism - conical holder on the shower holder can be adjusted to any angle - including non-corrosive and tested HEWI fixing material for wall mounting and sealing tape to seal the drilling points - Please note when using with hanging seats: Compatibility check required. - A detailed list of possible combinations of hand rails, L-shaped rails and shower handrails with matching hanging seats can be found in our online catalogue in the download area of the respective product. Article no.: HEWI 900.35M40060 | https://catalog.hewi.com/en/p/90035M40060 | https://catalog.hewi.com/storage/downloads/HEWI_900_35M40060_en.pdf
900.35M400XA | HEWI Shower grab rail with sideways adjustable vertical support bar and magnetic shower head holder | Shower handrail with sliding shower holder bar, System 900 - Rails arranged vertically and horizontally, rails connected at right angles with fixing rosettes and magnetic shower holder - with shower head rail that can be pushed to the side (for installation) - Vertical length 1250 mm, - Horizontal length 765 mm, 88 mm depth - rail diameter 32 mm, tube thickness 2 mm, rose diameter 70 mm - made of high-quality stainless steel, satin finished - shower holder made of high-quality stainless steel, satin finished - suitable for shower heads of various manufacturers - simple and intuitive one-hand operation - Shower holder is infinitely adjustable, automatically fixed in place by magnets - wear-free clamping mechanism - conical holder on the shower holder can be adjusted to any angle - including non-corrosive and tested HEWI fixing material for wall mounting and sealing tape to seal the drilling points - Please note when using with hanging seats: Compatibility check required. - A detailed list of possible combinations of hand rails, L-shaped rails and shower handrails with matching hanging seats can be found in our online catalogue in the download area of the respective product. Article no.: HEWI 900.35M400XA | https://catalog.hewi.com/en/p/90035M400XA | https://catalog.hewi.com/storage/downloads/HEWI_900_35M400XA_en.pdf
900.35M40140 | HEWI Shower grab rail with sideways adjustable vertical support bar and magnetic shower head holder | Shower handrail with sliding shower holder bar, System 900 - Rails arranged vertically and horizontally, rails connected at right angles with fixing rosettes and magnetic shower holder - with shower head rail that can be pushed to the side (for installation) - Vertical length 1250 mm, - Horizontal length 965 mm, 88 mm depth - rail diameter 32 mm, tube thickness 2 mm, rose diameter 70 mm - made of high-quality stainless steel, chrome-plated - shower holder made of high-quality stainless steel, chrome-plated - suitable for shower heads of various manufacturers - simple and intuitive one-hand operation - Shower holder is infinitely adjustable, automatically fixed in place by magnets - wear-free clamping mechanism - conical holder on the shower holder can be adjusted to any angle - including non-corrosive and tested HEWI fixing material for wall mounting and sealing tape to seal the drilling points - Please note when using with hanging seats: Compatibility check required. - A detailed list of possible combinations of hand rails, L-shaped rails and shower handrails with matching hanging seats can be found in our online catalogue in the download area of the respective product. Article no.: HEWI 900.35M40140 | https://catalog.hewi.com/en/p/90035M40140 | https://catalog.hewi.com/storage/downloads/HEWI_900_35M40140_en.pdf
900.35M40160 | HEWI Shower grab rail with sideways adjustable vertical support bar and magnetic shower head holder | Shower handrail with sliding shower holder bar, System 900 - Rails arranged vertically and horizontally, rails connected at right angles with fixing rosettes and magnetic shower holder - with shower head rail that can be pushed to the side (for installation) - Vertical length 1250 mm, - Horizontal length 965 mm, 88 mm depth - rail diameter 32 mm, tube thickness 2 mm, rose diameter 70 mm - made of high-quality stainless steel, powder-coated in HEWI colour CV (deep matt black), ER (deep matt dark grey pearl mica) and VH (deep matt white), each with the same colour, powder-coated shower holder made of high-quality stainless steel - suitable for shower heads of various manufacturers - simple and intuitive one-hand operation - Shower holder is infinitely adjustable, automatically fixed in place by magnets - wear-free clamping mechanism - conical holder on the shower holder can be adjusted to any angle - including non-corrosive and tested HEWI fixing material for wall mounting and sealing tape to seal the drilling points - Please note when using with hanging seats: Compatibility check required. - A detailed list of possible combinations of hand rails, L-shaped rails and shower handrails with matching hanging seats can be found in our online catalogue in the download area of the respective product. Article no.: HEWI 900.35M40160 | https://catalog.hewi.com/en/p/90035M40160 | https://catalog.hewi.com/storage/downloads/HEWI_900_35M40160_en.pdf
900.35M401XA | HEWI Shower grab rail with sideways adjustable vertical support bar and magnetic shower head holder | Shower handrail with sliding shower holder bar, System 900 - Rails arranged vertically and horizontally, rails connected at right angles with fixing rosettes and magnetic shower holder - with shower head rail that can be pushed to the side (for installation) - Vertical length 1250 mm, - Horizontal length 965 mm, 88 mm depth - rail diameter 32 mm, tube thickness 2 mm, rose diameter 70 mm - made of high-quality stainless steel, satin finished - shower holder made of high-quality stainless steel, satin finished - suitable for shower heads of various manufacturers - simple and intuitive one-hand operation - Shower holder is infinitely adjustable, automatically fixed in place by magnets - wear-free clamping mechanism - conical holder on the shower holder can be adjusted to any angle - including non-corrosive and tested HEWI fixing material for wall mounting and sealing tape to seal the drilling points - Please note when using with hanging seats: Compatibility check required. - A detailed list of possible combinations of hand rails, L-shaped rails and shower handrails with matching hanging seats can be found in our online catalogue in the download area of the respective product. Article no.: HEWI 900.35M401XA | https://catalog.hewi.com/en/p/90035M401XA | https://catalog.hewi.com/storage/downloads/HEWI_900_35M401XA_en.pdf
900.35M40240 | HEWI Shower grab rail with sideways adjustable vertical support bar and magnetic shower head holder | Shower handrail with sliding shower holder bar, System 900 - Rails arranged vertically and horizontally, rails connected at right angles with fixing rosettes and magnetic shower holder - with shower head rail that can be pushed to the side (for installation) - Vertical length 1250 mm, - Horizontal length 1185 mm, 88 mm depth - rail diameter 32 mm, tube thickness 2 mm, rose diameter 70 mm - made of high-quality stainless steel, chrome-plated - shower holder made of high-quality stainless steel, chrome-plated - suitable for shower heads of various manufacturers - simple and intuitive one-hand operation - Shower holder is infinitely adjustable, automatically fixed in place by magnets - wear-free clamping mechanism - conical holder on the shower holder can be adjusted to any angle - including non-corrosive and tested HEWI fixing material for wall mounting and sealing tape to seal the drilling points - Please note when using with hanging seats: Compatibility check required. - A detailed list of possible combinations of hand rails, L-shaped rails and shower handrails with matching hanging seats can be found in our online catalogue in the download area of the respective product. Article no.: HEWI 900.35M40240 | https://catalog.hewi.com/en/p/90035M40240 | https://catalog.hewi.com/storage/downloads/HEWI_900_35M40240_en.pdf
900.35M40260 | HEWI Shower grab rail with sideways adjustable vertical support bar and magnetic shower head holder | Shower handrail with sliding shower holder bar, System 900 - Rails arranged vertically and horizontally, rails connected at right angles with fixing rosettes and magnetic shower holder - with shower head rail that can be pushed to the side (for installation) - Vertical length 1250 mm, - Horizontal length 1185 mm, 88 mm depth - rail diameter 32 mm, tube thickness 2 mm, rose diameter 70 mm - made of high-quality stainless steel, powder-coated in HEWI colour CV (deep matt black), ER (deep matt dark grey pearl mica) and VH (deep matt white), each with the same colour, powder-coated shower holder made of high-quality stainless steel - suitable for shower heads of various manufacturers - simple and intuitive one-hand operation - Shower holder is infinitely adjustable, automatically fixed in place by magnets - wear-free clamping mechanism - conical holder on the shower holder can be adjusted to any angle - including non-corrosive and tested HEWI fixing material for wall mounting and sealing tape to seal the drilling points - Please note when using with hanging seats: Compatibility check required. - A detailed list of possible combinations of hand rails, L-shaped rails and shower handrails with matching hanging seats can be found in our online catalogue in the download area of the respective product. Article no.: HEWI 900.35M40260 | https://catalog.hewi.com/en/p/90035M40260 | https://catalog.hewi.com/storage/downloads/HEWI_900_35M40260_en.pdf
900.35M402XA | HEWI Shower grab rail with sideways adjustable vertical support bar and magnetic shower head holder | Shower handrail with sliding shower holder bar, System 900 - Rails arranged vertically and horizontally, rails connected at right angles with fixing rosettes and magnetic shower holder - with shower head rail that can be pushed to the side (for installation) - Vertical length 1250 mm, - Horizontal length 1185 mm, 88 mm depth - rail diameter 32 mm, tube thickness 2 mm, rose diameter 70 mm - made of high-quality stainless steel, satin finished - shower holder made of high-quality stainless steel, satin finished - suitable for shower heads of various manufacturers - simple and intuitive one-hand operation - Shower holder is infinitely adjustable, automatically fixed in place by magnets - wear-free clamping mechanism - conical holder on the shower holder can be adjusted to any angle - including non-corrosive and tested HEWI fixing material for wall mounting and sealing tape to seal the drilling points - Please note when using with hanging seats: Compatibility check required. - A detailed list of possible combinations of hand rails, L-shaped rails and shower handrails with matching hanging seats can be found in our online catalogue in the download area of the respective product. Article no.: HEWI 900.35M402XA | https://catalog.hewi.com/en/p/90035M402XA | https://catalog.hewi.com/storage/downloads/HEWI_900_35M402XA_en.pdf
900.35M4S0XA | HEWI Shower grab rail with sideways adjustable vertical support bar and magnetic shower head holder | Shower handrail with sliding shower holder bar, System 900 - Rails arranged vertically and horizontally, rails connected at right angles with fixing rosettes and magnetic shower holder - with shower head rail that can be pushed to the side (for installation) - vertical length made-to-measure from 600 mm to 1250 mm, horizontal lengths made-to-measure from 300 mm to 1500 mm, 88 mm depth - rail diameter 32 mm, tube thickness 2 mm, rose diameter 70 mm - made of high-quality stainless steel, satin finished - shower holder made of high-quality stainless steel, satin finished - suitable for shower heads of various manufacturers - simple and intuitive one-hand operation - Shower holder is infinitely adjustable, automatically fixed in place by magnets - wear-free clamping mechanism - conical holder on the shower holder can be adjusted to any angle - including non-corrosive and tested HEWI fixing material for wall mounting and sealing tape to seal the drilling points - Please note when using with hanging seats: Compatibility check required. - A detailed list of possible combinations of hand rails, L-shaped rails and shower handrails with matching hanging seats can be found in our online catalogue in the download area of the respective product. Article no.: HEWI 900.35M4S0XA | https://catalog.hewi.com/en/p/90035M4S0XA | https://catalog.hewi.com/storage/downloads/HEWI_900_35M4S0XA_en.pdf
900.36.00040 | HEWI Support rail | Grab bar, System 900 - straight rail with supports straight to the wall and roses - fixing spacing 300 mm, 88 mm deep - rail diameter 32 mm, tube thickness 2 mm, rose diameter 70 mm - made of stainless steel, chrome - including non-corrosive and tested HEWI fixing material for wall mounting and sealing tape for sealing the drilling points - Please note when using with hanging seats: Compatibility check required. - A detailed list of possible combinations of hand rails, L-shaped rails and shower handrails with matching hanging seats can be found in our online catalogue in the download area of the respective product. Article no.: HEWI 900.36.00040 | https://catalog.hewi.com/en/p/9003600040 | https://catalog.hewi.com/storage/downloads/HEWI_900_36_00040_en.pdf
900.36.00060 | HEWI Support rail | Grab bar, System 900 - straight rail with supports straight to the wall and roses - fixing spacing 300 mm, 88 mm deep - rail diameter 32 mm, tube thickness 2 mm, rose diameter 70 mm - made of high-quality stainless steel, powder-coated in HEWI colours DX (matt white), DC (matt black) and SC (matt dark grey pearl mica) - including non-corrosive and tested HEWI fixing material for wall mounting and sealing tape for sealing the drilling points - Please note when using with hanging seats: Compatibility check required. - A detailed list of possible combinations of hand rails, L-shaped rails and shower handrails with matching hanging seats can be found in our online catalogue in the download area of the respective product. Article no.: HEWI 900.36.00060 | https://catalog.hewi.com/en/p/9003600060 | https://catalog.hewi.com/storage/downloads/HEWI_900_36_00060_en.pdf
900.36.000XA | HEWI Support rail | Grab bar, System 900 - straight rail with supports straight to the wall and roses - fixing spacing 300 mm, 88 mm deep - rail diameter 32 mm, tube thickness 2 mm, rose diameter 70 mm - made of stainless steel, satin - including non-corrosive and tested HEWI fixing material for wall mounting and sealing tape for sealing the drilling points - Please note when using with hanging seats: Compatibility check required. - A detailed list of possible combinations of hand rails, L-shaped rails and shower handrails with matching hanging seats can be found in our online catalogue in the download area of the respective product. Article no.: HEWI 900.36.000XA | https://catalog.hewi.com/en/p/90036000XA | https://catalog.hewi.com/storage/downloads/HEWI_900_36_000XA_en.pdf
900.36.00140 | HEWI Support rail | Grab bar, System 900 - straight rail with supports straight to the wall and roses - fixing spacing 400 mm, 88 mm deep - rail diameter 32 mm, tube thickness 2 mm, rose diameter 70 mm - made of stainless steel, chrome - including non-corrosive and tested HEWI fixing material for wall mounting and sealing tape for sealing the drilling points - Please note when using with hanging seats: Compatibility check required. - A detailed list of possible combinations of hand rails, L-shaped rails and shower handrails with matching hanging seats can be found in our online catalogue in the download area of the respective product. Article no.: HEWI 900.36.00140 | https://catalog.hewi.com/en/p/9003600140 | https://catalog.hewi.com/storage/downloads/HEWI_900_36_00140_en.pdf
900.36.00160 | HEWI Support rail | Grab bar, System 900 - straight rail with supports straight to the wall and roses - fixing spacing 400 mm, 88 mm deep - rail diameter 32 mm, tube thickness 2 mm, rose diameter 70 mm - made of high-quality stainless steel, powder-coated in HEWI colours DX (matt white), DC (matt black) and SC (matt dark grey pearl mica) - including non-corrosive and tested HEWI fixing material for wall mounting and sealing tape for sealing the drilling points - Please note when using with hanging seats: Compatibility check required. - A detailed list of possible combinations of hand rails, L-shaped rails and shower handrails with matching hanging seats can be found in our online catalogue in the download area of the respective product. Article no.: HEWI 900.36.00160 | https://catalog.hewi.com/en/p/9003600160 | https://catalog.hewi.com/storage/downloads/HEWI_900_36_00160_en.pdf
900.36.001XA | HEWI Support rail | Grab bar, System 900 - straight rail with supports straight to the wall and roses - fixing spacing 400 mm, 88 mm deep - rail diameter 32 mm, tube thickness 2 mm, rose diameter 70 mm - made of stainless steel, satin - including non-corrosive and tested HEWI fixing material for wall mounting and sealing tape for sealing the drilling points - Please note when using with hanging seats: Compatibility check required. - A detailed list of possible combinations of hand rails, L-shaped rails and shower handrails with matching hanging seats can be found in our online catalogue in the download area of the respective product. Article no.: HEWI 900.36.001XA | https://catalog.hewi.com/en/p/90036001XA | https://catalog.hewi.com/storage/downloads/HEWI_900_36_001XA_en.pdf
900.36.00240 | HEWI Support rail | Grab bar, System 900 - straight rail with supports straight to the wall and roses - fixing spacing 500 mm, 88 mm deep - rail diameter 32 mm, tube thickness 2 mm, rose diameter 70 mm - made of stainless steel, chrome - including non-corrosive and tested HEWI fixing material for wall mounting and sealing tape for sealing the drilling points - Please note when using with hanging seats: Compatibility check required. - A detailed list of possible combinations of hand rails, L-shaped rails and shower handrails with matching hanging seats can be found in our online catalogue in the download area of the respective product. Article no.: HEWI 900.36.00240 | https://catalog.hewi.com/en/p/9003600240 | https://catalog.hewi.com/storage/downloads/HEWI_900_36_00240_en.pdf
900.36.00260 | HEWI Support rail | Grab bar, System 900 - straight rail with supports straight to the wall and roses - fixing spacing 500 mm, 88 mm deep - rail diameter 32 mm, tube thickness 2 mm, rose diameter 70 mm - made of high-quality stainless steel, powder-coated in HEWI colours DX (matt white), DC (matt black) and SC (matt dark grey pearl mica) - including non-corrosive and tested HEWI fixing material for wall mounting and sealing tape for sealing the drilling points - Please note when using with hanging seats: Compatibility check required. - A detailed list of possible combinations of hand rails, L-shaped rails and shower handrails with matching hanging seats can be found in our online catalogue in the download area of the respective product. Article no.: HEWI 900.36.00260 | https://catalog.hewi.com/en/p/9003600260 | https://catalog.hewi.com/storage/downloads/HEWI_900_36_00260_en.pdf
900.36.002XA | HEWI Support rail | Grab bar, System 900 - straight rail with supports straight to the wall and roses - fixing spacing 500 mm, 88 mm deep - rail diameter 32 mm, tube thickness 2 mm, rose diameter 70 mm - made of stainless steel, satin - including non-corrosive and tested HEWI fixing material for wall mounting and sealing tape for sealing the drilling points - Please note when using with hanging seats: Compatibility check required. - A detailed list of possible combinations of hand rails, L-shaped rails and shower handrails with matching hanging seats can be found in our online catalogue in the download area of the respective product. Article no.: HEWI 900.36.002XA | https://catalog.hewi.com/en/p/90036002XA | https://catalog.hewi.com/storage/downloads/HEWI_900_36_002XA_en.pdf
900.36.00340 | HEWI Support rail | Grab bar, System 900 - straight rail with supports straight to the wall and roses - fixing spacing 600 mm, 88 mm deep - rail diameter 32 mm, tube thickness 2 mm, rose diameter 70 mm - made of stainless steel, chrome - including non-corrosive and tested HEWI fixing material for wall mounting and sealing tape for sealing the drilling points - Please note when using with hanging seats: Compatibility check required. - A detailed list of possible combinations of hand rails, L-shaped rails and shower handrails with matching hanging seats can be found in our online catalogue in the download area of the respective product. Article no.: HEWI 900.36.00340 | https://catalog.hewi.com/en/p/9003600340 | https://catalog.hewi.com/storage/downloads/HEWI_900_36_00340_en.pdf
900.36.00360 | HEWI Support rail | Grab bar, System 900 - straight rail with supports straight to the wall and roses - fixing spacing 600 mm, 88 mm deep - rail diameter 32 mm, tube thickness 2 mm, rose diameter 70 mm - made of high-quality stainless steel, powder-coated in HEWI colours DX (matt white), DC (matt black) and SC (matt dark grey pearl mica) - including non-corrosive and tested HEWI fixing material for wall mounting and sealing tape for sealing the drilling points - Please note when using with hanging seats: Compatibility check required. - A detailed list of possible combinations of hand rails, L-shaped rails and shower handrails with matching hanging seats can be found in our online catalogue in the download area of the respective product. Article no.: HEWI 900.36.00360 | https://catalog.hewi.com/en/p/9003600360 | https://catalog.hewi.com/storage/downloads/HEWI_900_36_00360_en.pdf
900.36.003XA | HEWI Support rail | Grab bar, System 900 - straight rail with supports straight to the wall and roses - fixing spacing 600 mm, 88 mm deep - rail diameter 32 mm, tube thickness 2 mm, rose diameter 70 mm - made of stainless steel, satin - including non-corrosive and tested HEWI fixing material for wall mounting and sealing tape for sealing the drilling points - Please note when using with hanging seats: Compatibility check required. - A detailed list of possible combinations of hand rails, L-shaped rails and shower handrails with matching hanging seats can be found in our online catalogue in the download area of the respective product. Article no.: HEWI 900.36.003XA | https://catalog.hewi.com/en/p/90036003XA | https://catalog.hewi.com/storage/downloads/HEWI_900_36_003XA_en.pdf
900.36.00440 | HEWI Support rail | Grab bar, System 900 - straight rail with supports straight to the wall and roses - fixing spacing 700 mm, 88 mm deep - rail diameter 32 mm, tube thickness 2 mm, rose diameter 70 mm - made of stainless steel, chrome - including non-corrosive and tested HEWI fixing material for wall mounting and sealing tape for sealing the drilling points - Please note when using with hanging seats: Compatibility check required. - A detailed list of possible combinations of hand rails, L-shaped rails and shower handrails with matching hanging seats can be found in our online catalogue in the download area of the respective product. Article no.: HEWI 900.36.00440 | https://catalog.hewi.com/en/p/9003600440 | https://catalog.hewi.com/storage/downloads/HEWI_900_36_00440_en.pdf
900.36.00460 | HEWI Support rail | Grab bar, System 900 - straight rail with supports straight to the wall and roses - fixing spacing 700 mm, 88 mm deep - rail diameter 32 mm, tube thickness 2 mm, rose diameter 70 mm - made of high-quality stainless steel, powder-coated in HEWI colours DX (matt white), DC (matt black) and SC (matt dark grey pearl mica) - including non-corrosive and tested HEWI fixing material for wall mounting and sealing tape for sealing the drilling points - Please note when using with hanging seats: Compatibility check required. - A detailed list of possible combinations of hand rails, L-shaped rails and shower handrails with matching hanging seats can be found in our online catalogue in the download area of the respective product. Article no.: HEWI 900.36.00460 | https://catalog.hewi.com/en/p/9003600460 | https://catalog.hewi.com/storage/downloads/HEWI_900_36_00460_en.pdf
900.36.004XA | HEWI Support rail | Grab bar, System 900 - straight rail with supports straight to the wall and roses - fixing spacing 700 mm, 88 mm deep - rail diameter 32 mm, tube thickness 2 mm, rose diameter 70 mm - made of stainless steel, satin - including non-corrosive and tested HEWI fixing material for wall mounting and sealing tape for sealing the drilling points - Please note when using with hanging seats: Compatibility check required. - A detailed list of possible combinations of hand rails, L-shaped rails and shower handrails with matching hanging seats can be found in our online catalogue in the download area of the respective product. Article no.: HEWI 900.36.004XA | https://catalog.hewi.com/en/p/90036004XA | https://catalog.hewi.com/storage/downloads/HEWI_900_36_004XA_en.pdf
900.36.00540 | HEWI Support rail | Grab bar, System 900 - straight rail with supports straight to the wall and roses - fixing spacing 800 mm, 88 mm deep - rail diameter 32 mm, tube thickness 2 mm, rose diameter 70 mm - made of stainless steel, chrome - including non-corrosive and tested HEWI fixing material for wall mounting and sealing tape for sealing the drilling points - Please note when using with hanging seats: Compatibility check required. - A detailed list of possible combinations of hand rails, L-shaped rails and shower handrails with matching hanging seats can be found in our online catalogue in the download area of the respective product. Article no.: HEWI 900.36.00540 | https://catalog.hewi.com/en/p/9003600540 | https://catalog.hewi.com/storage/downloads/HEWI_900_36_00540_en.pdf
900.36.00560 | HEWI Support rail | Grab bar, System 900 - straight rail with supports straight to the wall and roses - fixing spacing 800 mm, 88 mm deep - rail diameter 32 mm, tube thickness 2 mm, rose diameter 70 mm - made of high-quality stainless steel, powder-coated in HEWI colours DX (matt white), DC (matt black) and SC (matt dark grey pearl mica) - including non-corrosive and tested HEWI fixing material for wall mounting and sealing tape for sealing the drilling points - Please note when using with hanging seats: Compatibility check required. - A detailed list of possible combinations of hand rails, L-shaped rails and shower handrails with matching hanging seats can be found in our online catalogue in the download area of the respective product. Article no.: HEWI 900.36.00560 | https://catalog.hewi.com/en/p/9003600560 | https://catalog.hewi.com/storage/downloads/HEWI_900_36_00560_en.pdf
900.36.005XA | HEWI Support rail | Grab bar, System 900 - straight rail with supports straight to the wall and roses - fixing spacing 800 mm, 88 mm deep - rail diameter 32 mm, tube thickness 2 mm, rose diameter 70 mm - made of stainless steel, satin - including non-corrosive and tested HEWI fixing material for wall mounting and sealing tape for sealing the drilling points - Please note when using with hanging seats: Compatibility check required. - A detailed list of possible combinations of hand rails, L-shaped rails and shower handrails with matching hanging seats can be found in our online catalogue in the download area of the respective product. Article no.: HEWI 900.36.005XA | https://catalog.hewi.com/en/p/90036005XA | https://catalog.hewi.com/storage/downloads/HEWI_900_36_005XA_en.pdf
900.36.00640 | HEWI Support rail | Grab bar, System 900 - straight rail with supports straight to the wall and roses - fixing spacing 900 mm, 88 mm deep - rail diameter 32 mm, tube thickness 2 mm, rose diameter 70 mm - made of stainless steel, chrome - including non-corrosive and tested HEWI fixing material for wall mounting and sealing tape for sealing the drilling points - Please note when using with hanging seats: Compatibility check required. - A detailed list of possible combinations of hand rails, L-shaped rails and shower handrails with matching hanging seats can be found in our online catalogue in the download area of the respective product. Article no.: HEWI 900.36.00640 | https://catalog.hewi.com/en/p/9003600640 | https://catalog.hewi.com/storage/downloads/HEWI_900_36_00640_en.pdf
900.36.00660 | HEWI Support rail | Grab bar, System 900 - straight rail with supports straight to the wall and roses - fixing spacing 900 mm, 88 mm deep - rail diameter 32 mm, tube thickness 2 mm, rose diameter 70 mm - made of high-quality stainless steel, powder-coated in HEWI colours DX (matt white), DC (matt black) and SC (matt dark grey pearl mica) - including non-corrosive and tested HEWI fixing material for wall mounting and sealing tape for sealing the drilling points - Please note when using with hanging seats: Compatibility check required. - A detailed list of possible combinations of hand rails, L-shaped rails and shower handrails with matching hanging seats can be found in our online catalogue in the download area of the respective product. Article no.: HEWI 900.36.00660 | https://catalog.hewi.com/en/p/9003600660 | https://catalog.hewi.com/storage/downloads/HEWI_900_36_00660_en.pdf
900.36.006XA | HEWI Support rail | Grab bar, System 900 - straight rail with supports straight to the wall and roses - fixing spacing 900 mm, 88 mm deep - rail diameter 32 mm, tube thickness 2 mm, rose diameter 70 mm - made of stainless steel, satin - including non-corrosive and tested HEWI fixing material for wall mounting and sealing tape for sealing the drilling points - Please note when using with hanging seats: Compatibility check required. - A detailed list of possible combinations of hand rails, L-shaped rails and shower handrails with matching hanging seats can be found in our online catalogue in the download area of the respective product. Article no.: HEWI 900.36.006XA | https://catalog.hewi.com/en/p/90036006XA | https://catalog.hewi.com/storage/downloads/HEWI_900_36_006XA_en.pdf
900.36.00740 | HEWI Support rail | Grab bar, System 900 - straight rail with supports straight to the wall and roses - fixing spacing 1000 mm, 88 mm deep - rail diameter 32 mm, tube thickness 2 mm, rose diameter 70 mm - made of stainless steel, chrome - including non-corrosive and tested HEWI fixing material for wall mounting and sealing tape for sealing the drilling points - Please note when using with hanging seats: Compatibility check required. - A detailed list of possible combinations of hand rails, L-shaped rails and shower handrails with matching hanging seats can be found in our online catalogue in the download area of the respective product. Article no.: HEWI 900.36.00740 | https://catalog.hewi.com/en/p/9003600740 | https://catalog.hewi.com/storage/downloads/HEWI_900_36_00740_en.pdf
900.36.00760 | HEWI Support rail | Grab bar, System 900 - straight rail with supports straight to the wall and roses - fixing spacing 1000 mm, 88 mm deep - rail diameter 32 mm, tube thickness 2 mm, rose diameter 70 mm - made of high-quality stainless steel, powder-coated in HEWI colours DX (matt white), DC (matt black) and SC (matt dark grey pearl mica) - including non-corrosive and tested HEWI fixing material for wall mounting and sealing tape for sealing the drilling points - Please note when using with hanging seats: Compatibility check required. - A detailed list of possible combinations of hand rails, L-shaped rails and shower handrails with matching hanging seats can be found in our online catalogue in the download area of the respective product. Article no.: HEWI 900.36.00760 | https://catalog.hewi.com/en/p/9003600760 | https://catalog.hewi.com/storage/downloads/HEWI_900_36_00760_en.pdf
900.36.007XA | HEWI Support rail | Grab bar, System 900 - straight rail with supports straight to the wall and roses - fixing spacing 1000 mm, 88 mm deep - rail diameter 32 mm, tube thickness 2 mm, rose diameter 70 mm - made of stainless steel, satin - including non-corrosive and tested HEWI fixing material for wall mounting and sealing tape for sealing the drilling points - Please note when using with hanging seats: Compatibility check required. - A detailed list of possible combinations of hand rails, L-shaped rails and shower handrails with matching hanging seats can be found in our online catalogue in the download area of the respective product. Article no.: HEWI 900.36.007XA | https://catalog.hewi.com/en/p/90036007XA | https://catalog.hewi.com/storage/downloads/HEWI_900_36_007XA_en.pdf
900.36.00840 | HEWI Mobile support rail | Mobile support rail, System 900 - straight rail with supports straight to the wall and roses - for mobile use - Centre-to-centre distance 300 mm, 90 mm depth - rail diameter 32 mm, tube thickness 2 mm, rose diameter 70 mm easy installation due to individually mountable fixing plates made of stainless steel for hanging the support rail - is secured with fastening screw (theft protection) - made of high-quality stainless steel, chrome-plated - including non-corrosive and tested HEWI fixing material for wall mounting - Please note when using with hanging seats: Compatibility check required. - A detailed list of possible combinations of hand rails, L-shaped rails and shower handrails with matching hanging seats can be found in our online catalogue in the download area of the respective product. Article no.: HEWI 900.36.00840 | https://catalog.hewi.com/en/p/9003600840 | https://catalog.hewi.com/storage/downloads/HEWI_900_36_00840_en.pdf
900.36.00860 | HEWI Mobile support rail | Mobile support rail, System 900 - straight rail with supports straight to the wall and roses - for mobile use - Centre-to-centre distance 300 mm, 90 mm depth - rail diameter 32 mm, tube thickness 2 mm, rose diameter 70 mm easy installation due to individually mountable fixing plates made of stainless steel for hanging the support rail - is secured with fastening screw (theft protection) - made of high-quality stainless steel, powder-coated in HEWI colours DX (white deep matt), DC (matt black) and SC (matt dark grey pearl mica) - including non-corrosive and tested HEWI fixing material for wall mounting - Please note when using with hanging seats: Compatibility check required. - A detailed list of possible combinations of hand rails, L-shaped rails and shower handrails with matching hanging seats can be found in our online catalogue in the download area of the respective product. Article no.: HEWI 900.36.00860 | https://catalog.hewi.com/en/p/9003600860 | https://catalog.hewi.com/storage/downloads/HEWI_900_36_00860_en.pdf
900.36.008XA | HEWI Mobile support rail | Mobile support rail, System 900 - straight rail with supports straight to the wall and roses - for mobile use - Centre-to-centre distance 300 mm, 90 mm depth - rail diameter 32 mm, tube thickness 2 mm, rose diameter 70 mm easy installation due to individually mountable fixing plates made of stainless steel for hanging the support rail - is secured with fastening screw (theft protection) - made of high-quality stainless steel, satin finished including including non-corrosive and tested HEWI fixing material for wall mounting - Please note when using with hanging seats: Compatibility check required. - A detailed list of possible combinations of hand rails, L-shaped rails and shower handrails with matching hanging seats can be found in our online catalogue in the download area of the respective product. Article no.: HEWI 900.36.008XA | https://catalog.hewi.com/en/p/90036008XA | https://catalog.hewi.com/storage/downloads/HEWI_900_36_008XA_en.pdf
900.36.00940 | HEWI Mobile support rail | Mobile support rail, System 900 - straight rail with supports straight to the wall and roses - for mobile use - Centre-to-centre distance 400 mm, 90 mm depth - rail diameter 32 mm, tube thickness 2 mm, rose diameter 70 mm easy installation due to individually mountable fixing plates made of stainless steel for hanging the support rail - is secured with fastening screw (theft protection) - made of high-quality stainless steel, chrome-plated including including non-corrosive and tested HEWI fixing material for wall mounting - Please note when using with hanging seats: Compatibility check required. - A detailed list of possible combinations of hand rails, L-shaped rails and shower handrails with matching hanging seats can be found in our online catalogue in the download area of the respective product. Article no.: HEWI 900.36.00940 | https://catalog.hewi.com/en/p/9003600940 | https://catalog.hewi.com/storage/downloads/HEWI_900_36_00940_en.pdf
900.36.00960 | HEWI Mobile support rail | Mobile support rail, System 900 - straight rail with supports straight to the wall and roses - for mobile use - Centre-to-centre distance 400 mm, 90 mm depth - rail diameter 32 mm, tube thickness 2 mm, rose diameter 70 mm easy installation due to individually mountable fixing plates made of stainless steel for hanging the support rail - is secured with fastening screw (theft protection) - made of high-quality stainless steel, powder-coated in HEWI colours DX (white deep matt), DC (matt black) and SC (matt dark grey pearl mica) including including non-corrosive and tested HEWI fixing material for wall mounting - Please note when using with hanging seats: Compatibility check required. - A detailed list of possible combinations of hand rails, L-shaped rails and shower handrails with matching hanging seats can be found in our online catalogue in the download area of the respective product. Article no.: HEWI 900.36.00960 | https://catalog.hewi.com/en/p/9003600960 | https://catalog.hewi.com/storage/downloads/HEWI_900_36_00960_en.pdf
900.36.009XA | HEWI Mobile support rail | Mobile support rail, System 900 - straight rail with supports straight to the wall and roses - for mobile use - Centre-to-centre distance 400 mm, 90 mm depth - rail diameter 32 mm, tube thickness 2 mm, rose diameter 70 mm easy installation due to individually mountable fixing plates made of stainless steel for hanging the support rail - is secured with fastening screw (theft protection) - made of high-quality stainless steel, satin finished - including including non-corrosive and tested HEWI fixing material for wall mounting - Please note when using with hanging seats: Compatibility check required. - A detailed list of possible combinations of hand rails, L-shaped rails and shower handrails with matching hanging seats can be found in our online catalogue in the download area of the respective product. Article no.: HEWI 900.36.009XA | https://catalog.hewi.com/en/p/90036009XA | https://catalog.hewi.com/storage/downloads/HEWI_900_36_009XA_en.pdf
900.36.01040 | HEWI Mobile support rail | Mobile support rail, System 900 - straight rail with supports straight to the wall and roses - for mobile use - Centre-to-centre distance 500 mm, 90 mm depth - rail diameter 32 mm, tube thickness 2 mm, rose diameter 70 mm easy installation due to individually mountable fixing plates made of stainless steel for hanging the support rail - is secured with fastening screw (theft protection) - made of high-quality stainless steel, chrome-plated - including including non-corrosive and tested HEWI fixing material for wall mounting - Please note when using with hanging seats: Compatibility check required. - A detailed list of possible combinations of hand rails, L-shaped rails and shower handrails with matching hanging seats can be found in our online catalogue in the download area of the respective product. Article no.: HEWI 900.36.01040 | https://catalog.hewi.com/en/p/9003601040 | https://catalog.hewi.com/storage/downloads/HEWI_900_36_01040_en.pdf
900.36.01060 | HEWI Mobile support rail | Mobile support rail, System 900 - straight rail with supports straight to the wall and roses - for mobile use - Centre-to-centre distance 500 mm, 90 mm depth - rail diameter 32 mm, tube thickness 2 mm, rose diameter 70 mm easy installation due to individually mountable fixing plates made of stainless steel for hanging the support rail - is secured with fastening screw (theft protection) - made of high-quality stainless steel, powder-coated in HEWI colours DX (white deep matt), DC (matt black) and SC (matt dark grey pearl mica) - including including non-corrosive and tested HEWI fixing material for wall mounting - Please note when using with hanging seats: Compatibility check required. - A detailed list of possible combinations of hand rails, L-shaped rails and shower handrails with matching hanging seats can be found in our online catalogue in the download area of the respective product. Article no.: HEWI 900.36.01060 | https://catalog.hewi.com/en/p/9003601060 | https://catalog.hewi.com/storage/downloads/HEWI_900_36_01060_en.pdf
900.36.010XA | HEWI Mobile support rail | Mobile support rail, System 900 - straight rail with supports straight to the wall and roses - for mobile use - Centre-to-centre distance 500 mm, 90 mm depth - rail diameter 32 mm, tube thickness 2 mm, rose diameter 70 mm easy installation due to individually mountable fixing plates made of stainless steel for hanging the support rail - is secured with fastening screw (theft protection) - made of high-quality stainless steel, satin finished - including non-corrosive and tested HEWI fixing material for wall mounting - Please note when using with hanging seats: Compatibility check required. - A detailed list of possible combinations of hand rails, L-shaped rails and shower handrails with matching hanging seats can be found in our online catalogue in the download area of the respective product. Article no.: HEWI 900.36.010XA | https://catalog.hewi.com/en/p/90036010XA | https://catalog.hewi.com/storage/downloads/HEWI_900_36_010XA_en.pdf
900.36.01140 | HEWI Mobile support rail | Mobile support rail, System 900 - straight rail with supports straight to the wall and roses - for mobile use - Centre-to-centre distance 600 mm, 90 mm depth - rail diameter 32 mm, tube thickness 2 mm, rose diameter 70 mm easy installation due to individually mountable fixing plates made of stainless steel for hanging the support rail - is secured with fastening screw (theft protection) - made of high-quality stainless steel, chrome-plated - including non-corrosive and tested HEWI fixing material for wall mounting - Please note when using with hanging seats: Compatibility check required. - A detailed list of possible combinations of hand rails, L-shaped rails and shower handrails with matching hanging seats can be found in our online catalogue in the download area of the respective product. Article no.: HEWI 900.36.01140 | https://catalog.hewi.com/en/p/9003601140 | https://catalog.hewi.com/storage/downloads/HEWI_900_36_01140_en.pdf
900.36.01160 | HEWI Mobile support rail | Mobile support rail, System 900 - straight rail with supports straight to the wall and roses - for mobile use - Centre-to-centre distance 600 mm, 90 mm depth - rail diameter 32 mm, tube thickness 2 mm, rose diameter 70 mm easy installation due to individually mountable fixing plates made of stainless steel for hanging the support rail - is secured with fastening screw (theft protection) - made of high-quality stainless steel, powder-coated in HEWI colours DX (white deep matt), DC (matt black) and SC (matt dark grey pearl mica) - including non-corrosive and tested HEWI fixing material for wall mounting - Please note when using with hanging seats: Compatibility check required. - A detailed list of possible combinations of hand rails, L-shaped rails and shower handrails with matching hanging seats can be found in our online catalogue in the download area of the respective product. Article no.: HEWI 900.36.01160 | https://catalog.hewi.com/en/p/9003601160 | https://catalog.hewi.com/storage/downloads/HEWI_900_36_01160_en.pdf
900.36.011XA | HEWI Mobile support rail | Mobile support rail, System 900 - straight rail with supports straight to the wall and roses - for mobile use - Centre-to-centre distance 600 mm, 90 mm depth - rail diameter 32 mm, tube thickness 2 mm, rose diameter 70 mm easy installation due to individually mountable fixing plates made of stainless steel for hanging the support rail - is secured with fastening screw (theft protection) - made of high-quality stainless steel, satin finished - including non-corrosive and tested HEWI fixing material for wall mounting - Please note when using with hanging seats: Compatibility check required. - A detailed list of possible combinations of hand rails, L-shaped rails and shower handrails with matching hanging seats can be found in our online catalogue in the download area of the respective product. Article no.: HEWI 900.36.011XA | https://catalog.hewi.com/en/p/90036011XA | https://catalog.hewi.com/storage/downloads/HEWI_900_36_011XA_en.pdf
900.36.01240 | HEWI Mobile support rail | Mobile support rail, System 900 - straight rail with supports straight to the wall and roses - for mobile use - Centre-to-centre distance 700 mm, 90 mm depth - rail diameter 32 mm, tube thickness 2 mm, rose diameter 70 mm easy installation due to individually mountable fixing plates made of stainless steel for hanging the support rail - is secured with fastening screw (theft protection) - made of high-quality stainless steel, chrome-plated - including non-corrosive and tested HEWI fixing material for wall mounting - Please note when using with hanging seats: Compatibility check required. - A detailed list of possible combinations of hand rails, L-shaped rails and shower handrails with matching hanging seats can be found in our online catalogue in the download area of the respective product. Article no.: HEWI 900.36.01240 | https://catalog.hewi.com/en/p/9003601240 | https://catalog.hewi.com/storage/downloads/HEWI_900_36_01240_en.pdf
900.36.01260 | HEWI Mobile support rail | Mobile support rail, System 900 - straight rail with supports straight to the wall and roses - for mobile use - Centre-to-centre distance 700 mm, 90 mm depth - rail diameter 32 mm, tube thickness 2 mm, rose diameter 70 mm easy installation due to individually mountable fixing plates made of stainless steel for hanging the support rail - is secured with fastening screw (theft protection) - made of high-quality stainless steel, powder-coated in HEWI colours DX (white deep matt), DC (matt black) and SC (matt dark grey pearl mica) - including non-corrosive and tested HEWI fixing material for wall mounting - Please note when using with hanging seats: Compatibility check required. - A detailed list of possible combinations of hand rails, L-shaped rails and shower handrails with matching hanging seats can be found in our online catalogue in the download area of the respective product. Article no.: HEWI 900.36.01260 | https://catalog.hewi.com/en/p/9003601260 | https://catalog.hewi.com/storage/downloads/HEWI_900_36_01260_en.pdf
900.36.012XA | HEWI Mobile support rail | Mobile support rail, System 900 - straight rail with supports straight to the wall and roses - for mobile use - Centre-to-centre distance 700 mm, 90 mm depth - rail diameter 32 mm, tube thickness 2 mm, rose diameter 70 mm easy installation due to individually mountable fixing plates made of stainless steel for hanging the support rail - is secured with fastening screw (theft protection) - made of high-quality stainless steel, satin finished - including non-corrosive and tested HEWI fixing material for wall mounting - Please note when using with hanging seats: Compatibility check required. - A detailed list of possible combinations of hand rails, L-shaped rails and shower handrails with matching hanging seats can be found in our online catalogue in the download area of the respective product. Article no.: HEWI 900.36.012XA | https://catalog.hewi.com/en/p/90036012XA | https://catalog.hewi.com/storage/downloads/HEWI_900_36_012XA_en.pdf
900.36.01340 | HEWI Mobile support rail | Mobile support rail, System 900 - straight rail with supports straight to the wall and roses - for mobile use - Centre-to-centre distance 800 mm, 90 mm depth - rail diameter 32 mm, tube thickness 2 mm, rose diameter 70 mm easy installation due to individually mountable fixing plates made of stainless steel for hanging the support rail - is secured with fastening screw (theft protection) - made of high-quality stainless steel, chrome-plated - including non-corrosive and tested HEWI fixing material for wall mounting - Please note when using with hanging seats: Compatibility check required. - A detailed list of possible combinations of hand rails, L-shaped rails and shower handrails with matching hanging seats can be found in our online catalogue in the download area of the respective product. Article no.: HEWI 900.36.01340 | https://catalog.hewi.com/en/p/9003601340 | https://catalog.hewi.com/storage/downloads/HEWI_900_36_01340_en.pdf
900.36.01360 | HEWI Mobile support rail | Mobile support rail, System 900 - straight rail with supports straight to the wall and roses - for mobile use - Centre-to-centre distance 800 mm, 90 mm depth - rail diameter 32 mm, tube thickness 2 mm, rose diameter 70 mm easy installation due to individually mountable fixing plates made of stainless steel for hanging the support rail - is secured with fastening screw (theft protection) - made of high-quality stainless steel, powder-coated in HEWI colors DX (white deep matt), DC (matt black) and SC (matt dark grey pearl mica) - including non-corrosive and tested HEWI fixing material for wall mounting - Please note when using with hanging seats: Compatibility check required. - A detailed list of possible combinations of hand rails, L-shaped rails and shower handrails with matching hanging seats can be found in our online catalogue in the download area of the respective product. Article no.: HEWI 900.36.01360 | https://catalog.hewi.com/en/p/9003601360 | https://catalog.hewi.com/storage/downloads/HEWI_900_36_01360_en.pdf
900.36.013XA | HEWI Mobile support rail | Mobile support rail, System 900 - straight rail with supports straight to the wall and roses - for mobile use - Centre-to-centre distance 800 mm, 90 mm depth - rail diameter 32 mm, tube thickness 2 mm, rose diameter 70 mm easy installation due to individually mountable fixing plates made of stainless steel for hanging the support rail - is secured with fastening screw (theft protection) - made of high-quality stainless steel, satin finished - including non-corrosive and tested HEWI fixing material for wall mounting - Please note when using with hanging seats: Compatibility check required. - A detailed list of possible combinations of hand rails, L-shaped rails and shower handrails with matching hanging seats can be found in our online catalogue in the download area of the respective product. Article no.: HEWI 900.36.013XA | https://catalog.hewi.com/en/p/90036013XA | https://catalog.hewi.com/storage/downloads/HEWI_900_36_013XA_en.pdf
900.36.01440 | HEWI Mobile support rail | Mobile support rail, System 900 - straight rail with supports straight to the wall and roses - for mobile use - Centre-to-centre distance 900 mm, 90 mm depth - rail diameter 32 mm, tube thickness 2 mm, rose diameter 70 mm easy installation due to individually mountable fixing plates made of stainless steel for hanging the support rail - is secured with fastening screw (theft protection) - made of high-quality stainless steel, chrome-plated - including non-corrosive and tested HEWI fixing material for wall mounting - Please note when using with hanging seats: Compatibility check required. - A detailed list of possible combinations of hand rails, L-shaped rails and shower handrails with matching hanging seats can be found in our online catalogue in the download area of the respective product. Article no.: HEWI 900.36.01440 | https://catalog.hewi.com/en/p/9003601440 | https://catalog.hewi.com/storage/downloads/HEWI_900_36_01440_en.pdf
900.36.01460 | HEWI Mobile support rail | Mobile support rail, System 900 - straight rail with supports straight to the wall and roses - for mobile use - Centre-to-centre distance 900 mm, 90 mm depth - rail diameter 32 mm, tube thickness 2 mm, rose diameter 70 mm easy installation due to individually mountable fixing plates made of stainless steel for hanging the support rail - is secured with fastening screw (theft protection) - made of high-quality stainless steel, powder-coated in HEWI colours DX (white deep matt), DC (matt black) and SC (matt dark grey pearl mica) - including non-corrosive and tested HEWI fixing material for wall mounting - Please note when using with hanging seats: Compatibility check required. - A detailed list of possible combinations of hand rails, L-shaped rails and shower handrails with matching hanging seats can be found in our online catalogue in the download area of the respective product. Article no.: HEWI 900.36.01460 | https://catalog.hewi.com/en/p/9003601460 | https://catalog.hewi.com/storage/downloads/HEWI_900_36_01460_en.pdf
900.36.014XA | HEWI Mobile support rail | Mobile support rail, System 900 - straight bar with supports and rosettes made to the wall - for mobile use - Centre-to-centre distance 900 mm, 90 mm depth - rail diameter 32 mm, tube thickness 2 mm, rose diameter 70 mm easy installation due to individually mountable fixing plates made of stainless steel for hanging the support rail - is secured with fastening screw (theft protection) - made of high-quality stainless steel, satin finished - including non-corrosive and tested HEWI fixing material for wall mounting - Please note when using with hanging seats: Compatibility check required. - A detailed list of possible combinations of hand rails, L-shaped rails and shower handrails with matching hanging seats can be found in our online catalogue in the download area of the respective product. Article no.: HEWI 900.36.014XA | https://catalog.hewi.com/en/p/90036014XA | https://catalog.hewi.com/storage/downloads/HEWI_900_36_014XA_en.pdf
900.36.01540 | HEWI Mobile support rail | Mobile support rail, System 900 - straight rail with supports straight to the wall and roses - for mobile use - Centre-to-centre distance 1000 mm, 90 mm depth - rail diameter 32 mm, tube thickness 2 mm, rose diameter 70 mm easy installation due to individually mountable fixing plates made of stainless steel for hanging the support rail - is secured with fastening screw (theft protection) - made of high-quality stainless steel, chrome-plated - including non-corrosive and tested HEWI fixing material for wall mounting - Please note when using with hanging seats: Compatibility check required. - A detailed list of possible combinations of hand rails, L-shaped rails and shower handrails with matching hanging seats can be found in our online catalogue in the download area of the respective product. Article no.: HEWI 900.36.01540 | https://catalog.hewi.com/en/p/9003601540 | https://catalog.hewi.com/storage/downloads/HEWI_900_36_01540_en.pdf
900.36.01560 | HEWI Mobile support rail | Mobile support rail, System 900 - straight rail with supports straight to the wall and roses - for mobile use - Centre-to-centre distance 1000 mm, 90 mm depth - rail diameter 32 mm, tube thickness 2 mm, rose diameter 70 mm easy installation due to individually mountable fixing plates made of stainless steel for hanging the support rail - is secured with fastening screw (theft protection) - made of high-quality stainless steel, powder-coated in HEWI colours DX (white deep matt), DC (matt black) and SC (matt dark grey pearl mica) - including non-corrosive and tested HEWI fixing material for wall mounting - Please note when using with hanging seats: Compatibility check required. - A detailed list of possible combinations of hand rails, L-shaped rails and shower handrails with matching hanging seats can be found in our online catalogue in the download area of the respective product. Article no.: HEWI 900.36.01560 | https://catalog.hewi.com/en/p/9003601560 | https://catalog.hewi.com/storage/downloads/HEWI_900_36_01560_en.pdf
900.36.015XA | HEWI Mobile support rail | Mobile support rail, System 900 - straight rail with supports straight to the wall and roses - for mobile use - Centre-to-centre distance 1000 mm, 90 mm depth - rail diameter 32 mm, tube thickness 2 mm, rose diameter 70 mm easy installation due to individually mountable fixing plates made of stainless steel for hanging the support rail - is secured with fastening screw (theft protection) - made of high-quality stainless steel, satin finished - including non-corrosive and tested HEWI fixing material for wall mounting - Please note when using with hanging seats: Compatibility check required. - A detailed list of possible combinations of hand rails, L-shaped rails and shower handrails with matching hanging seats can be found in our online catalogue in the download area of the respective product. Article no.: HEWI 900.36.015XA | https://catalog.hewi.com/en/p/90036015XA | https://catalog.hewi.com/storage/downloads/HEWI_900_36_015XA_en.pdf
900.36.01640 | HEWI Cover for mounting plate of mobile support rails and backrests | Cover for mounting plate of mobile support rails and backrests, System 900 - round cover - used to cover installed mounting plates by simply hooking it in - is secured with fastening screw (theft protection) - 70 mm in diameter, depth 12 mm - made of high-quality stainless steel, chrome-plated Article no.: HEWI 900.36.01640 | https://catalog.hewi.com/en/p/9003601640 | https://catalog.hewi.com/storage/downloads/HEWI_900_36_01640_en.pdf
900.36.01660 | HEWI Cover for mounting plate of mobile support rails and backrests | Cover for mounting plate of mobile support rails and backrests, System 900 - round cover - used to cover installed mounting plates by simply hooking it in - is secured with fastening screw (theft protection) - 70 mm in diameter, depth 12 mm - made of high-quality stainless steel, powder-coated in HEWI colours DX (white deep matt), DC (matt black) and SC (matt dark grey pearl mica) Article no.: HEWI 900.36.01660 | https://catalog.hewi.com/en/p/9003601660 | https://catalog.hewi.com/storage/downloads/HEWI_900_36_01660_en.pdf
900.36.016XA | HEWI Cover for mounting plate of mobile support rails and backrests | Cover for mounting plate of mobile support rails and backrests, System 900 - round cover - used to cover installed mounting plates by simply hooking it in - is secured with fastening screw (theft protection) - 70 mm in diameter, depth 12 mm - made of high-quality stainless steel, satin finished Article no.: HEWI 900.36.016XA | https://catalog.hewi.com/en/p/90036016XA | https://catalog.hewi.com/storage/downloads/HEWI_900_36_016XA_en.pdf
900.36.01740 | HEWI Mounting plate with cover of mobile support rails and backrests | Mounting plate with cover of mobile handholds and backrests(2 pcs.), System 900 - rectangular mounting plate with matching, round cover - is used to hold the 900.36 mobile support rails ... and the 900.51.91 mobile backrests. - Cover diameter 70 mm, depth 12 mm - Cover made of high quality stainless steel, chrome-plated - Mounting plate made of stainless steel - for mounting with non-corrosive and tested HEWI fixing material for different wall systems (to be ordered separately). Article no.: HEWI 900.36.01740 | https://catalog.hewi.com/en/p/9003601740 | https://catalog.hewi.com/storage/downloads/HEWI_900_36_01740_en.pdf
900.36.01760 | HEWI Mounting plate with cover of mobile support rails and backrests | Mounting plate with cover of mobile handholds and backrests(2 pcs.), System 900 - rectangular mounting plate with matching, round cover - is used to hold the 900.36 mobile support rails ... and the 900.51.91 mobile backrests. - Cover diameter 70 mm, depth 12 mm - Cover made of high quality stainless steel, powder-coated in HEWI colours DX (white deep matt), DC (matt black) and SC (matt dark grey pearl mica) - Mounting plate made of stainless steel - for mounting with non-corrosive and tested HEWI fixing material for different wall systems (to be ordered separately). Article no.: HEWI 900.36.01760 | https://catalog.hewi.com/en/p/9003601760 | https://catalog.hewi.com/storage/downloads/HEWI_900_36_01760_en.pdf
900.36.017XA | HEWI Mounting plate with cover of mobile support rails and backrests | Mounting plate with cover of mobile handholds and backrests(2 pcs.), System 900 - rectangular mounting plate with matching, round cover - is used to hold the 900.36 mobile support rails ... and the 900.51.91 mobile backrests. - Cover diameter 70 mm, depth 12 mm - Cover made of high quality stainless steel, satin finished - Mounting plate made of stainless steel - for mounting with non-corrosive and tested HEWI fixing material for different wall systems (to be ordered separately). Article no.: HEWI 900.36.017XA | https://catalog.hewi.com/en/p/90036017XA | https://catalog.hewi.com/storage/downloads/HEWI_900_36_017XA_en.pdf
900.36.018XA | HEWI Mounting plate for mobile support rails and backrest rails | Mounting plate for mobile support rails and backrests, System 900 - rectangular mounting plate - is used to hold and fix the 900.36 mobile support rails ... and the 900.51.91 mobile backrests. - width 40 mm, 47 mm in height, depth 7 mm - made of stainless steel - for mounting with non-corrosive and tested HEWI fixing material for different wall systems (to be ordered separately). Article no.: HEWI 900.36.018XA | https://catalog.hewi.com/en/p/90036018XA | https://catalog.hewi.com/storage/downloads/HEWI_900_36_018XA_en.pdf
900.36.03040 | HEWI Support rail | Grab bar, System 900 - straight rail with supports straight to the wall and roses - fixing spacing 300 mm, 87 mm deep - rail diameter 30 mm, tube thickness 2 mm, rose diameter 70 mm - made of stainless steel, chrome - including non-corrosive and tested HEWI fixing material for wall mounting and sealing tape for sealing the drilling points - Please note when using with hanging seats: Compatibility check required. - A detailed list of possible combinations of hand rails, L-shaped rails and shower handrails with matching hanging seats can be found in our online catalogue in the download area of the respective product. Article no.: HEWI 900.36.03040 | https://catalog.hewi.com/en/p/9003603040 | https://catalog.hewi.com/storage/downloads/HEWI_900_36_03040_en.pdf
900.36.03060 | HEWI Support rail | Grab bar, System 900 - straight rail with supports straight to the wall and roses - fixing spacing 300 mm, 87 mm deep - rail diameter 30 mm, tube thickness 2 mm, rose diameter 70 mm - made of high-quality stainless steel, powder-coated in HEWI colours DX (matt white), DC (matt black) and SC (matt dark grey pearl mica) - including non-corrosive and tested HEWI fixing material for wall mounting and sealing tape for sealing the drilling points - Please note when using with hanging seats: Compatibility check required. - A detailed list of possible combinations of hand rails, L-shaped rails and shower handrails with matching hanging seats can be found in our online catalogue in the download area of the respective product. Article no.: HEWI 900.36.03060 | https://catalog.hewi.com/en/p/9003603060 | https://catalog.hewi.com/storage/downloads/HEWI_900_36_03060_en.pdf
900.36.03140 | HEWI Support rail | Grab bar, System 900 - straight rail with supports straight to the wall and roses - fixing spacing 400 mm, 87 mm deep - rail diameter 30 mm, tube thickness 2 mm, rose diameter 70 mm - made of stainless steel, chrome - including non-corrosive and tested HEWI fixing material for wall mounting and sealing tape for sealing the drilling points - Please note when using with hanging seats: Compatibility check required. - A detailed list of possible combinations of hand rails, L-shaped rails and shower handrails with matching hanging seats can be found in our online catalogue in the download area of the respective product. Article no.: HEWI 900.36.03140 | https://catalog.hewi.com/en/p/9003603140 | https://catalog.hewi.com/storage/downloads/HEWI_900_36_03140_en.pdf
900.36.03160 | HEWI Support rail | Grab bar, System 900 - straight rail with supports straight to the wall and roses - fixing spacing 400 mm, 87 mm deep - rail diameter 30 mm, tube thickness 2 mm, rose diameter 70 mm - made of high-quality stainless steel, powder-coated in HEWI colours DX (matt white), DC (matt black) and SC (matt dark grey pearl mica) - including non-corrosive and tested HEWI fixing material for wall mounting and sealing tape for sealing the drilling points - Please note when using with hanging seats: Compatibility check required. - A detailed list of possible combinations of hand rails, L-shaped rails and shower handrails with matching hanging seats can be found in our online catalogue in the download area of the respective product. Article no.: HEWI 900.36.03160 | https://catalog.hewi.com/en/p/9003603160 | https://catalog.hewi.com/storage/downloads/HEWI_900_36_03160_en.pdf
900.36.03240 | HEWI Support rail | Grab bar, System 900 - straight rail with supports straight to the wall and roses - fixing spacing 500 mm, 87 mm deep - rail diameter 30 mm, tube thickness 2 mm, rose diameter 70 mm - made of stainless steel, chrome - including non-corrosive and tested HEWI fixing material for wall mounting and sealing tape for sealing the drilling points - Please note when using with hanging seats: Compatibility check required. - A detailed list of possible combinations of hand rails, L-shaped rails and shower handrails with matching hanging seats can be found in our online catalogue in the download area of the respective product. Article no.: HEWI 900.36.03240 | https://catalog.hewi.com/en/p/9003603240 | https://catalog.hewi.com/storage/downloads/HEWI_900_36_03240_en.pdf
900.36.03260 | HEWI Support rail | Grab bar, System 900 - straight rail with supports straight to the wall and roses - fixing spacing 500 mm, 87 mm deep - rail diameter 30 mm, tube thickness 2 mm, rose diameter 70 mm - made of high-quality stainless steel, powder-coated in HEWI colours DX (matt white), DC (matt black) and SC (matt dark grey pearl mica) - including non-corrosive and tested HEWI fixing material for wall mounting and sealing tape for sealing the drilling points - Please note when using with hanging seats: Compatibility check required. - A detailed list of possible combinations of hand rails, L-shaped rails and shower handrails with matching hanging seats can be found in our online catalogue in the download area of the respective product. Article no.: HEWI 900.36.03260 | https://catalog.hewi.com/en/p/9003603260 | https://catalog.hewi.com/storage/downloads/HEWI_900_36_03260_en.pdf
900.36.03340 | HEWI Support rail | Grab bar, System 900 - straight rail with supports straight to the wall and roses - fixing spacing 600 mm, 87 mm deep - rail diameter 30 mm, tube thickness 2 mm, rose diameter 70 mm - made of stainless steel, chrome - including non-corrosive and tested HEWI fixing material for wall mounting and sealing tape for sealing the drilling points - Please note when using with hanging seats: Compatibility check required. - A detailed list of possible combinations of hand rails, L-shaped rails and shower handrails with matching hanging seats can be found in our online catalogue in the download area of the respective product. Article no.: HEWI 900.36.03340 | https://catalog.hewi.com/en/p/9003603340 | https://catalog.hewi.com/storage/downloads/HEWI_900_36_03340_en.pdf
900.36.03360 | HEWI Support rail | Grab bar, System 900 - straight rail with supports straight to the wall and roses - fixing spacing 600 mm, 87 mm deep - rail diameter 30 mm, tube thickness 2 mm, rose diameter 70 mm - made of high-quality stainless steel, powder-coated in HEWI colours DX (matt white), DC (matt black) and SC (matt dark grey pearl mica) - including non-corrosive and tested HEWI fixing material for wall mounting and sealing tape for sealing the drilling points - Please note when using with hanging seats: Compatibility check required. - A detailed list of possible combinations of hand rails, L-shaped rails and shower handrails with matching hanging seats can be found in our online catalogue in the download area of the respective product. Article no.: HEWI 900.36.03360 | https://catalog.hewi.com/en/p/9003603360 | https://catalog.hewi.com/storage/downloads/HEWI_900_36_03360_en.pdf
900.36.03440 | HEWI Support rail | Grab bar, System 900 - straight rail with supports straight to the wall and roses - fixing spacing 700 mm, 87 mm deep - rail diameter 30 mm, tube thickness 2 mm, rose diameter 70 mm - made of stainless steel, chrome - including non-corrosive and tested HEWI fixing material for wall mounting and sealing tape for sealing the drilling points - Please note when using with hanging seats: Compatibility check required. - A detailed list of possible combinations of hand rails, L-shaped rails and shower handrails with matching hanging seats can be found in our online catalogue in the download area of the respective product. Article no.: HEWI 900.36.03440 | https://catalog.hewi.com/en/p/9003603440 | https://catalog.hewi.com/storage/downloads/HEWI_900_36_03440_en.pdf
900.36.03460 | HEWI Support rail | Grab bar, System 900 - straight rail with supports straight to the wall and roses - fixing spacing 700 mm, 87 mm deep - rail diameter 30 mm, tube thickness 2 mm, rose diameter 70 mm - made of high-quality stainless steel, powder-coated in HEWI colours DX (matt white), DC (matt black) and SC (matt dark grey pearl mica) - including non-corrosive and tested HEWI fixing material for wall mounting and sealing tape for sealing the drilling points - Please note when using with hanging seats: Compatibility check required. - A detailed list of possible combinations of hand rails, L-shaped rails and shower handrails with matching hanging seats can be found in our online catalogue in the download area of the respective product. Article no.: HEWI 900.36.03460 | https://catalog.hewi.com/en/p/9003603460 | https://catalog.hewi.com/storage/downloads/HEWI_900_36_03460_en.pdf
900.36.03540 | HEWI Support rail | Grab bar, System 900 - straight rail with supports straight to the wall and roses - fixing spacing 800 mm, 87 mm deep - rail diameter 30 mm, tube thickness 2 mm, rose diameter 70 mm - made of stainless steel, chrome - including non-corrosive and tested HEWI fixing material for wall mounting and sealing tape for sealing the drilling points - Please note when using with hanging seats: Compatibility check required. - A detailed list of possible combinations of hand rails, L-shaped rails and shower handrails with matching hanging seats can be found in our online catalogue in the download area of the respective product. Article no.: HEWI 900.36.03540 | https://catalog.hewi.com/en/p/9003603540 | https://catalog.hewi.com/storage/downloads/HEWI_900_36_03540_en.pdf
900.36.03560 | HEWI Support rail | Grab bar, System 900 - straight rail with supports straight to the wall and roses - fixing spacing 800 mm, 87 mm deep - rail diameter 30 mm, tube thickness 2 mm, rose diameter 70 mm - made of high-quality stainless steel, powder-coated in HEWI colours DX (matt white), DC (matt black) and SC (matt dark grey pearl mica) - including non-corrosive and tested HEWI fixing material for wall mounting and sealing tape for sealing the drilling points - Please note when using with hanging seats: Compatibility check required. - A detailed list of possible combinations of hand rails, L-shaped rails and shower handrails with matching hanging seats can be found in our online catalogue in the download area of the respective product. Article no.: HEWI 900.36.03560 | https://catalog.hewi.com/en/p/9003603560 | https://catalog.hewi.com/storage/downloads/HEWI_900_36_03560_en.pdf
900.36.03640 | HEWI Support rail | Grab bar, System 900 - straight rail with supports straight to the wall and roses - fixing spacing 900 mm, 87 mm deep - rail diameter 30 mm, tube thickness 2 mm, rose diameter 70 mm - made of stainless steel, chrome - including non-corrosive and tested HEWI fixing material for wall mounting and sealing tape for sealing the drilling points - Please note when using with hanging seats: Compatibility check required. - A detailed list of possible combinations of hand rails, L-shaped rails and shower handrails with matching hanging seats can be found in our online catalogue in the download area of the respective product. Article no.: HEWI 900.36.03640 | https://catalog.hewi.com/en/p/9003603640 | https://catalog.hewi.com/storage/downloads/HEWI_900_36_03640_en.pdf
900.36.03660 | HEWI Support rail | Grab bar, System 900 - straight rail with supports straight to the wall and roses - fixing spacing 900 mm, 87 mm deep - rail diameter 30 mm, tube thickness 2 mm, rose diameter 70 mm - made of high-quality stainless steel, powder-coated in HEWI colours DX (matt white), DC (matt black) and SC (matt dark grey pearl mica) - including non-corrosive and tested HEWI fixing material for wall mounting and sealing tape for sealing the drilling points - Please note when using with hanging seats: Compatibility check required. - A detailed list of possible combinations of hand rails, L-shaped rails and shower handrails with matching hanging seats can be found in our online catalogue in the download area of the respective product. Article no.: HEWI 900.36.03660 | https://catalog.hewi.com/en/p/9003603660 | https://catalog.hewi.com/storage/downloads/HEWI_900_36_03660_en.pdf
900.36.03740 | HEWI Support rail | Grab bar, System 900 - straight rail with supports straight to the wall and roses - fixing spacing 1000 mm, 87 mm deep - rail diameter 30 mm, tube thickness 2 mm, rose diameter 70 mm - made of stainless steel, chrome - including non-corrosive and tested HEWI fixing material for wall mounting and sealing tape for sealing the drilling points - Please note when using with hanging seats: Compatibility check required. - A detailed list of possible combinations of hand rails, L-shaped rails and shower handrails with matching hanging seats can be found in our online catalogue in the download area of the respective product. Article no.: HEWI 900.36.03740 | https://catalog.hewi.com/en/p/9003603740 | https://catalog.hewi.com/storage/downloads/HEWI_900_36_03740_en.pdf
900.36.03760 | HEWI Support rail | Grab bar, System 900 - straight rail with supports straight to the wall and roses - fixing spacing 1000 mm, 87 mm deep - rail diameter 30 mm, tube thickness 2 mm, rose diameter 70 mm - made of high-quality stainless steel, powder-coated in HEWI colours DX (matt white), DC (matt black) and SC (matt dark grey pearl mica) - including non-corrosive and tested HEWI fixing material for wall mounting and sealing tape for sealing the drilling points - Please note when using with hanging seats: Compatibility check required. - A detailed list of possible combinations of hand rails, L-shaped rails and shower handrails with matching hanging seats can be found in our online catalogue in the download area of the respective product. Article no.: HEWI 900.36.03760 | https://catalog.hewi.com/en/p/9003603760 | https://catalog.hewi.com/storage/downloads/HEWI_900_36_03760_en.pdf
900.36.06040 | HEWI Support rail (ADA) | Grab bar, System 900 - straight rail with supports straight to the wall and roses - fixing spacing 12 inch (305 mm), 2 3/4 inch (70 mm) deep - rail diameter 1 1/4 inch (32 mm), tube thickness 1/16 inch (2 mm), rose diameter 2 3/4 inch (70 mm) - weight capacity up to 330 lbs (150 kg) - made of stainless steel, chrome - including non-corrosive and tested HEWI fixing material for wall mounting and sealing tape for sealing the drilling points - fulfils the requirements of the 2010 ADA Standards and ICC/ANSI A117.1-2017 Article no.: HEWI 900.36.06040 | https://catalog.hewi.com/en/p/9003606040 | https://catalog.hewi.com/storage/downloads/HEWI_900_36_06040_en.pdf
900.36.06060 | HEWI Support rail (ADA) | Grab bar, System 900 - straight rail with supports straight to the wall and roses - fixing spacing 12 inch (305 mm), 2 3/4 inch (70 mm) deep - rail diameter 1 1/4 inch (32 mm), tube thickness 1/16 inch (2 mm), rose diameter 2 3/4 inch (70 mm) - weight capacity up to 330 lbs (150 kg) - made of high-quality stainless steel, powder-coated in HEWI colours DX (matt white), DC (matt black) and SC (matt dark grey pearl mica) - including non-corrosive and tested HEWI fixing material for wall mounting and sealing tape for sealing the drilling points - fulfils the requirements of the 2010 ADA Standards and ICC/ANSI A117.1-2017 Article no.: HEWI 900.36.06060 | https://catalog.hewi.com/en/p/9003606060 | https://catalog.hewi.com/storage/downloads/HEWI_900_36_06060_en.pdf
900.36.060XA | HEWI Support rail (ADA) | Grab bar, System 900 - straight rail with supports straight to the wall and roses - fixing spacing 12 inch (305 mm), 2 3/4 inch (70 mm) deep - rail diameter 1 1/4 inch (32 mm), tube thickness 1/16 inch (2 mm), rose diameter 2 3/4 inch (70 mm) - weight capacity up to 330 lbs (150 kg) - made of stainless steel, satin - including non-corrosive and tested HEWI fixing material for wall mounting and sealing tape for sealing the drilling points - fulfils the requirements of the 2010 ADA Standards and ICC/ANSI A117.1-2017 Article no.: HEWI 900.36.060XA | https://catalog.hewi.com/en/p/90036060XA | https://catalog.hewi.com/storage/downloads/HEWI_900_36_060XA_en.pdf
900.36.06140 | HEWI Support rail (ADA) | Grab bar, System 900 - straight rail with supports straight to the wall and roses - fixing spacing 16 inch (406 mm), 2 3/4 inch (70 mm) deep - rail diameter 1 1/4 inch (32 mm), tube thickness 1/16 inch (2 mm), rose diameter 2 3/4 inch (70 mm) - weight capacity up to 330 lbs (150 kg) - made of stainless steel, chrome - including non-corrosive and tested HEWI fixing material for wall mounting and sealing tape for sealing the drilling points - fulfils the requirements of the 2010 ADA Standards and ICC/ANSI A117.1-2017 Article no.: HEWI 900.36.06140 | https://catalog.hewi.com/en/p/9003606140 | https://catalog.hewi.com/storage/downloads/HEWI_900_36_06140_en.pdf
900.36.06160 | HEWI Support rail (ADA) | Grab bar, System 900 - straight rail with supports straight to the wall and roses - fixing spacing 16 inch (406 mm), 2 3/4 inch (70 mm) deep - rail diameter 1 1/4 inch (32 mm), tube thickness 1/16 inch (2 mm), rose diameter 2 3/4 inch (70 mm) - weight capacity up to 330 lbs (150 kg) - made of high-quality stainless steel, powder-coated in HEWI colours DX (matt white), DC (matt black) and SC (matt dark grey pearl mica) - including non-corrosive and tested HEWI fixing material for wall mounting and sealing tape for sealing the drilling points - fulfils the requirements of the 2010 ADA Standards and ICC/ANSI A117.1-2017 Article no.: HEWI 900.36.06160 | https://catalog.hewi.com/en/p/9003606160 | https://catalog.hewi.com/storage/downloads/HEWI_900_36_06160_en.pdf
900.36.061XA | HEWI Support rail (ADA) | Grab bar, System 900 - straight rail with supports straight to the wall and roses - fixing spacing 16 inch (406 mm), 2 3/4 inch (70 mm) deep - rail diameter 1 1/4 inch (32 mm), tube thickness 1/16 inch (2 mm), rose diameter 2 3/4 inch (70 mm) - weight capacity up to 330 lbs (150 kg) - made of stainless steel, satin - including non-corrosive and tested HEWI fixing material for wall mounting and sealing tape for sealing the drilling points - fulfils the requirements of the 2010 ADA Standards and ICC/ANSI A117.1-2017 Article no.: HEWI 900.36.061XA | https://catalog.hewi.com/en/p/90036061XA | https://catalog.hewi.com/storage/downloads/HEWI_900_36_061XA_en.pdf
900.36.06240 | HEWI Support rail (ADA) | Grab bar, System 900 - straight rail with supports straight to the wall and roses - fixing spacing 18 inch (457 mm), 2 3/4 inch (70 mm) deep - rail diameter 1 1/4 inch (32 mm), tube thickness 1/16 inch (2 mm), rose diameter 2 3/4 inch (70 mm) - weight capacity up to 330 lbs (150 kg) - made of stainless steel, chrome - including non-corrosive and tested HEWI fixing material for wall mounting and sealing tape for sealing the drilling points - fulfils the requirements of the 2010 ADA Standards and ICC/ANSI A117.1-2017 Article no.: HEWI 900.36.06240 | https://catalog.hewi.com/en/p/9003606240 | https://catalog.hewi.com/storage/downloads/HEWI_900_36_06240_en.pdf
900.36.06260 | HEWI Support rail (ADA) | Grab bar, System 900 - straight rail with supports straight to the wall and roses - fixing spacing 18 inch (457 mm), 2 3/4 inch (70 mm) deep - rail diameter 1 1/4 inch (32 mm), tube thickness 1/16 inch (2 mm), rose diameter 2 3/4 inch (70 mm) - weight capacity up to 330 lbs (150 kg) - made of high-quality stainless steel, powder-coated in HEWI colours DX (matt white), DC (matt black) and SC (matt dark grey pearl mica) - including non-corrosive and tested HEWI fixing material for wall mounting and sealing tape for sealing the drilling points - fulfils the requirements of the 2010 ADA Standards and ICC/ANSI A117.1-2017 Article no.: HEWI 900.36.06260 | https://catalog.hewi.com/en/p/9003606260 | https://catalog.hewi.com/storage/downloads/HEWI_900_36_06260_en.pdf
900.36.062XA | HEWI Support rail (ADA) | Grab bar, System 900 - straight rail with supports straight to the wall and roses - fixing spacing 18 inch (457 mm), 2 3/4 inch (70 mm) deep - rail diameter 1 1/4 inch (32 mm), tube thickness 1/16 inch (2 mm), rose diameter 2 3/4 inch (70 mm) - weight capacity up to 330 lbs (150 kg) - made of stainless steel, satin - including non-corrosive and tested HEWI fixing material for wall mounting and sealing tape for sealing the drilling points - fulfils the requirements of the 2010 ADA Standards and ICC/ANSI A117.1-2017 Article no.: HEWI 900.36.062XA | https://catalog.hewi.com/en/p/90036062XA | https://catalog.hewi.com/storage/downloads/HEWI_900_36_062XA_en.pdf
900.36.06340 | HEWI Support rail (ADA) | Grab bar, System 900 - straight rail with supports straight to the wall and roses - fixing spacing 24 inch (610 mm), 2 3/4 inch (70 mm) deep - rail diameter 1 1/4 inch (32 mm), tube thickness 1/16 inch (2 mm), rose diameter 2 3/4 inch (70 mm) - weight capacity up to 330 lbs (150 kg) - made of stainless steel, chrome - including non-corrosive and tested HEWI fixing material for wall mounting and sealing tape for sealing the drilling points - fulfils the requirements of the 2010 ADA Standards and ICC/ANSI A117.1-2017 Article no.: HEWI 900.36.06340 | https://catalog.hewi.com/en/p/9003606340 | https://catalog.hewi.com/storage/downloads/HEWI_900_36_06340_en.pdf
900.36.06360 | HEWI Support rail (ADA) | Grab bar, System 900 - straight rail with supports straight to the wall and roses - fixing spacing 24 inch (610 mm), 2 3/4 inch (70 mm) deep - rail diameter 1 1/4 inch (32 mm), tube thickness 1/16 inch (2 mm), rose diameter 2 3/4 inch (70 mm) - weight capacity up to 330 lbs (150 kg) - made of high-quality stainless steel, powder-coated in HEWI colours DX (matt white), DC (matt black) and SC (matt dark grey pearl mica) - including non-corrosive and tested HEWI fixing material for wall mounting and sealing tape for sealing the drilling points - fulfils the requirements of the 2010 ADA Standards and ICC/ANSI A117.1-2017 Article no.: HEWI 900.36.06360 | https://catalog.hewi.com/en/p/9003606360 | https://catalog.hewi.com/storage/downloads/HEWI_900_36_06360_en.pdf
900.36.063XA | HEWI Support rail (ADA) | Grab bar, System 900 - straight rail with supports straight to the wall and roses - fixing spacing 24 inch (610 mm), 2 3/4 inch (70 mm) deep - rail diameter 1 1/4 inch (32 mm), tube thickness 1/16 inch (2 mm), rose diameter 2 3/4 inch (70 mm) - weight capacity up to 330 lbs (150 kg) - made of stainless steel, satin - including non-corrosive and tested HEWI fixing material for wall mounting and sealing tape for sealing the drilling points - fulfils the requirements of the 2010 ADA Standards and ICC/ANSI A117.1-2017 Article no.: HEWI 900.36.063XA | https://catalog.hewi.com/en/p/90036063XA | https://catalog.hewi.com/storage/downloads/HEWI_900_36_063XA_en.pdf
900.36.06440 | HEWI Support rail (ADA) | Grab bar, System 900 - straight rail with supports straight to the wall and roses - fixing spacing 30 inch (765 mm), 2 3/4 inch (70 mm) deep - rail diameter 1 1/4 inch (32 mm), tube thickness 1/16 inch (2 mm), rose diameter 2 3/4 inch (70 mm) - weight capacity up to 330 lbs (150 kg) - made of stainless steel, chrome - including non-corrosive and tested HEWI fixing material for wall mounting and sealing tape for sealing the drilling points - fulfils the requirements of the 2010 ADA Standards and ICC/ANSI A117.1-2017 Article no.: HEWI 900.36.06440 | https://catalog.hewi.com/en/p/9003606440 | https://catalog.hewi.com/storage/downloads/HEWI_900_36_06440_en.pdf
900.36.06460 | HEWI Support rail (ADA) | Grab bar, System 900 - straight rail with supports straight to the wall and roses - fixing spacing 30 inch (765 mm), 2 3/4 inch (70 mm) deep - rail diameter 1 1/4 inch (32 mm), tube thickness 1/16 inch (2 mm), rose diameter 2 3/4 inch (70 mm) - weight capacity up to 330 lbs (150 kg) - made of high-quality stainless steel, powder-coated in HEWI colours DX (matt white), DC (matt black) and SC (matt dark grey pearl mica) - including non-corrosive and tested HEWI fixing material for wall mounting and sealing tape for sealing the drilling points - fulfils the requirements of the 2010 ADA Standards and ICC/ANSI A117.1-2017 Article no.: HEWI 900.36.06460 | https://catalog.hewi.com/en/p/9003606460 | https://catalog.hewi.com/storage/downloads/HEWI_900_36_06460_en.pdf
900.36.064XA | HEWI Support rail (ADA) | Grab bar, System 900 - straight rail with supports straight to the wall and roses - fixing spacing 30 inch (765 mm), 2 3/4 inch (70 mm) deep - rail diameter 1 1/4 inch (32 mm), tube thickness 1/16 inch (2 mm), rose diameter 2 3/4 inch (70 mm) - weight capacity up to 330 lbs (150 kg) - made of stainless steel, satin - including non-corrosive and tested HEWI fixing material for wall mounting and sealing tape for sealing the drilling points - fulfils the requirements of the 2010 ADA Standards and ICC/ANSI A117.1-2017 Article no.: HEWI 900.36.064XA | https://catalog.hewi.com/en/p/90036064XA | https://catalog.hewi.com/storage/downloads/HEWI_900_36_064XA_en.pdf
900.36.06540 | HEWI Support rail (ADA) | Grab bar, System 900 - straight rail with supports straight to the wall and roses - fixing spacing 36 inch (914 mm), 2 3/4 inch (70 mm) deep - rail diameter 1 1/4 inch (32 mm), tube thickness 1/16 inch (2 mm), rose diameter 2 3/4 inch (70 mm) - weight capacity up to 250 lbs (114 kg) - made of stainless steel, chrome - including non-corrosive and tested HEWI fixing material for wall mounting and sealing tape for sealing the drilling points - fulfils the requirements of the 2010 ADA Standards and ICC/ANSI A117.1-2017 Article no.: HEWI 900.36.06540 | https://catalog.hewi.com/en/p/9003606540 | https://catalog.hewi.com/storage/downloads/HEWI_900_36_06540_en.pdf
900.36.06560 | HEWI Support rail (ADA) | Grab bar, System 900 - straight rail with supports straight to the wall and roses - fixing spacing 36 inch (914 mm), 2 3/4 inch (70 mm) deep - rail diameter 1 1/4 inch (32 mm), tube thickness 1/16 inch (2 mm), rose diameter 2 3/4 inch (70 mm) - weight capacity up to 250 lbs (114 kg) - made of high-quality stainless steel, powder-coated in HEWI colours DX (matt white), DC (matt black) and SC (matt dark grey pearl mica) - including non-corrosive and tested HEWI fixing material for wall mounting and sealing tape for sealing the drilling points - fulfils the requirements of the 2010 ADA Standards and ICC/ANSI A117.1-2017 Article no.: HEWI 900.36.06560 | https://catalog.hewi.com/en/p/9003606560 | https://catalog.hewi.com/storage/downloads/HEWI_900_36_06560_en.pdf
900.36.065XA | HEWI Support rail (ADA) | Grab bar, System 900 - straight rail with supports straight to the wall and roses - fixing spacing 36 inch (914 mm), 2 3/4 inch (70 mm) deep - rail diameter 1 1/4 inch (32 mm), tube thickness 1/16 inch (2 mm), rose diameter 2 3/4 inch (70 mm) - weight capacity up to 250 lbs (114 kg) - made of stainless steel, satin - including non-corrosive and tested HEWI fixing material for wall mounting and sealing tape for sealing the drilling points - fulfils the requirements of the 2010 ADA Standards and ICC/ANSI A117.1-2017 Article no.: HEWI 900.36.065XA | https://catalog.hewi.com/en/p/90036065XA | https://catalog.hewi.com/storage/downloads/HEWI_900_36_065XA_en.pdf
900.36.06640 | HEWI Support rail (ADA) | Grab bar, System 900 - straight rail with supports straight to the wall and roses - fixing spacing 42 inch (1067 mm), 2 3/4 inch (70 mm) deep - rail diameter 1 1/4 inch (32 mm), tube thickness 1/16 inch (2 mm), rose diameter 2 3/4 inch (70 mm) - weight capacity up to 250 lbs (114 kg) - made of stainless steel, chrome - including non-corrosive and tested HEWI fixing material for wall mounting and sealing tape for sealing the drilling points - fulfils the requirements of the 2010 ADA Standards and ICC/ANSI A117.1-2017 Article no.: HEWI 900.36.06640 | https://catalog.hewi.com/en/p/9003606640 | https://catalog.hewi.com/storage/downloads/HEWI_900_36_06640_en.pdf
900.36.06660 | HEWI Support rail (ADA) | Grab bar, System 900 - straight rail with supports straight to the wall and roses - fixing spacing 42 inch (1067 mm), 2 3/4 inch (70 mm) deep - rail diameter 1 1/4 inch (32 mm), tube thickness 1/16 inch (2 mm), rose diameter 2 3/4 inch (70 mm) - weight capacity up to 250 lbs (114 kg) - made of high-quality stainless steel, powder-coated in HEWI colours DX (matt white), DC (matt black) and SC (matt dark grey pearl mica) - including non-corrosive and tested HEWI fixing material for wall mounting and sealing tape for sealing the drilling points - fulfils the requirements of the 2010 ADA Standards and ICC/ANSI A117.1-2017 Article no.: HEWI 900.36.06660 | https://catalog.hewi.com/en/p/9003606660 | https://catalog.hewi.com/storage/downloads/HEWI_900_36_06660_en.pdf
900.36.066XA | HEWI Support rail (ADA) | Grab bar, System 900 - straight rail with supports straight to the wall and roses - fixing spacing 42 inch (1067 mm), 2 3/4 inch (70 mm) deep - rail diameter 1 1/4 inch (32 mm), tube thickness 1/16 inch (2 mm), rose diameter 2 3/4 inch (70 mm) - weight capacity up to 250 lbs (114 kg) - made of stainless steel, satin - including non-corrosive and tested HEWI fixing material for wall mounting and sealing tape for sealing the drilling points - fulfils the requirements of the 2010 ADA Standards and ICC/ANSI A117.1-2017 Article no.: HEWI 900.36.066XA | https://catalog.hewi.com/en/p/90036066XA | https://catalog.hewi.com/storage/downloads/HEWI_900_36_066XA_en.pdf
900.36.06740 | HEWI Support rail (ADA) | Grab bar with additional support positioned in the middle, System 900 - straight rail with supports straight to the wall and roses - fixing spacing 48 1/16 inch (1220 mm), 2 3/4 inch (70 mm) deep - rail diameter 1 1/4 inch (32 mm), tube thickness 1/16 inch (2 mm), rose diameter 2 3/4 inch (70 mm) - weight capacity up to 330 lbs (150 kg) - made of stainless steel, chrome - including non-corrosive and tested HEWI fixing material for wall mounting and sealing tape for sealing the drilling points - fulfils the requirements of the 2010 ADA Standards and ICC/ANSI A117.1-2017 Article no.: HEWI 900.36.06740 | https://catalog.hewi.com/en/p/9003606740 | https://catalog.hewi.com/storage/downloads/HEWI_900_36_06740_en.pdf
900.36.06760 | HEWI Support rail (ADA) | Grab bar with additional support positioned in the middle, System 900 - straight rail with supports straight to the wall and roses - fixing spacing 48 1/16 inch (1220 mm), 2 3/4 inch (70 mm) deep - rail diameter 1 1/4 inch (32 mm), tube thickness 1/16 inch (2 mm), rose diameter 2 3/4 inch (70 mm) - weight capacity up to 330 lbs (150 kg) - made of high-quality stainless steel, powder-coated in HEWI colours DX (matt white), DC (matt black) and SC (matt dark grey pearl mica) - including non-corrosive and tested HEWI fixing material for wall mounting and sealing tape for sealing the drilling points - fulfils the requirements of the 2010 ADA Standards and ICC/ANSI A117.1-2017 Article no.: HEWI 900.36.06760 | https://catalog.hewi.com/en/p/9003606760 | https://catalog.hewi.com/storage/downloads/HEWI_900_36_06760_en.pdf
900.36.067XA | HEWI Support rail (ADA) | Grab bar with additional support positioned in the middle, System 900 - straight rail with supports straight to the wall and roses - fixing spacing 48 1/16 inch (1220 mm), 2 3/4 inch (70 mm) deep - rail diameter 1 1/4 inch (32 mm), tube thickness 1/16 inch (2 mm), rose diameter 2 3/4 inch (70 mm) - weight capacity up to 330 lbs (150 kg) - made of stainless steel, satin - including non-corrosive and tested HEWI fixing material for wall mounting and sealing tape for sealing the drilling points - fulfils the requirements of the 2010 ADA Standards and ICC/ANSI A117.1-2017 Article no.: HEWI 900.36.067XA | https://catalog.hewi.com/en/p/90036067XA | https://catalog.hewi.com/storage/downloads/HEWI_900_36_067XA_en.pdf
900.36.06840 | HEWI Support rail (ADA) | Grab bar with additional support positioned in the middle, System 900 - straight rail with supports straight to the wall and roses - fixing spacing 52 inch (1321 mm), 2 3/4 inch (70 mm) deep - rail diameter 1 1/4 inch (32 mm), tube thickness 1/16 inch (2 mm), rose diameter 2 3/4 inch (70 mm) - weight capacity up to 330 lbs (150 kg) - made of stainless steel, chrome - including non-corrosive and tested HEWI fixing material for wall mounting and sealing tape for sealing the drilling points - fulfils the requirements of the 2010 ADA Standards and ICC/ANSI A117.1-2017 Article no.: HEWI 900.36.06840 | https://catalog.hewi.com/en/p/9003606840 | https://catalog.hewi.com/storage/downloads/HEWI_900_36_06840_en.pdf
900.36.06860 | HEWI Support rail (ADA) | Grab bar with additional support positioned in the middle, System 900 - straight rail with supports straight to the wall and roses - fixing spacing 52 inch (1321 mm), 2 3/4 inch (70 mm) deep - rail diameter 1 1/4 inch (32 mm), tube thickness 1/16 inch (2 mm), rose diameter 2 3/4 inch (70 mm) - weight capacity up to 330 lbs (150 kg) - made of high-quality stainless steel, powder-coated in HEWI colours DX (matt white), DC (matt black) and SC (matt dark grey pearl mica) - including non-corrosive and tested HEWI fixing material for wall mounting and sealing tape for sealing the drilling points - fulfils the requirements of the 2010 ADA Standards and ICC/ANSI A117.1-2017 Article no.: HEWI 900.36.06860 | https://catalog.hewi.com/en/p/9003606860 | https://catalog.hewi.com/storage/downloads/HEWI_900_36_06860_en.pdf
900.36.068XA | HEWI Support rail (ADA) | Grab bar with additional support positioned in the middle, System 900 - straight rail with supports straight to the wall and roses - fixing spacing 52 inch (1321 mm), 2 3/4 inch (70 mm) deep - rail diameter 1 1/4 inch (32 mm), tube thickness 1/16 inch (2 mm), rose diameter 2 3/4 inch (70 mm) - weight capacity up to 330 lbs (150 kg) - made of stainless steel, satin - including non-corrosive and tested HEWI fixing material for wall mounting and sealing tape for sealing the drilling points - fulfils the requirements of the 2010 ADA Standards and ICC/ANSI A117.1-2017 Article no.: HEWI 900.36.068XA | https://catalog.hewi.com/en/p/90036068XA | https://catalog.hewi.com/storage/downloads/HEWI_900_36_068XA_en.pdf
900.36.06940 | HEWI Support rail (ADA) | Grab bar with additional support positioned in the middle, System 900 - straight rail with supports straight to the wall and roses - fixing spacing 54 inch (1372 mm), 2 3/4 inch (70 mm) deep - rail diameter 1 1/4 inch (32 mm), tube thickness 1/16 inch (2 mm), rose diameter 2 3/4 inch (70 mm) - weight capacity up to 330 lbs (150 kg) - made of stainless steel, chrome - including non-corrosive and tested HEWI fixing material for wall mounting and sealing tape for sealing the drilling points - fulfils the requirements of the 2010 ADA Standards and ICC/ANSI A117.1-2017 Article no.: HEWI 900.36.06940 | https://catalog.hewi.com/en/p/9003606940 | https://catalog.hewi.com/storage/downloads/HEWI_900_36_06940_en.pdf
900.36.06960 | HEWI Support rail (ADA) | Grab bar with additional support positioned in the middle, System 900 - straight rail with supports straight to the wall and roses - fixing spacing 54 inch (1372 mm), 2 3/4 inch (70 mm) deep - rail diameter 1 1/4 inch (32 mm), tube thickness 1/16 inch (2 mm), rose diameter 2 3/4 inch (70 mm) - weight capacity up to 330 lbs (150 kg) - made of high-quality stainless steel, powder-coated in HEWI colours DX (matt white), DC (matt black) and SC (matt dark grey pearl mica) - including non-corrosive and tested HEWI fixing material for wall mounting and sealing tape for sealing the drilling points - fulfils the requirements of the 2010 ADA Standards and ICC/ANSI A117.1-2017 Article no.: HEWI 900.36.06960 | https://catalog.hewi.com/en/p/9003606960 | https://catalog.hewi.com/storage/downloads/HEWI_900_36_06960_en.pdf
900.36.069XA | HEWI Support rail (ADA) | Grab bar with additional support positioned in the middle, System 900 - straight rail with supports straight to the wall and roses - fixing spacing 54 inch (1372 mm), 2 3/4 inch (70 mm) deep - rail diameter 1 1/4 inch (32 mm), tube thickness 1/16 inch (2 mm), rose diameter 2 3/4 inch (70 mm) - weight capacity up to 330 lbs (150 kg) - made of stainless steel, satin - including non-corrosive and tested HEWI fixing material for wall mounting and sealing tape for sealing the drilling points - fulfils the requirements of the 2010 ADA Standards and ICC/ANSI A117.1-2017 Article no.: HEWI 900.36.069XA | https://catalog.hewi.com/en/p/90036069XA | https://catalog.hewi.com/storage/downloads/HEWI_900_36_069XA_en.pdf
900.36.0S0XA | HEWI Support rail, special length | Grab bar, System 900 - straight rail with supports straight to the wall and roses - fixing spacing made-to-measure from 220 to 1100 mm, 88 mm deep - rail diameter 32 mm, tube thickness 2 mm, rose diameter 70 mm - made of stainless steel, satin - including non-corrosive and tested HEWI fixing material for wall mounting and sealing tape for sealing the drilling points - Please note when using with hanging seats: Compatibility check required. - A detailed list of possible combinations of hand rails, L-shaped rails and shower handrails with matching hanging seats can be found in our online catalogue in the download area of the respective product. Article no.: HEWI 900.36.0S0XA | https://catalog.hewi.com/en/p/900360S0XA | https://catalog.hewi.com/storage/downloads/HEWI_900_36_0S0XA_en.pdf
900.36.0S2XA | HEWI Grab bar (ADA) | Grab bar, System 900 - straight rail with supports straight to the wall and roses - fixing spacing made-to-measure from 8 11/16 inch (220 mm) to 63 inch (1100 mm), 2 3/4 inch (70 mm) deep - rail diameter 1 1/4 inch (32 mm), tube thickness 1/16 inch (2 mm), rose diameter 2 3/4 inch (70 mm) - from 34 3/4 inch (851 mm) with additional, centrally positioned support - maximum loading capacity 330 lbs (150 kg) - made of high-quality stainless steel, satin - including non-corrosive and tested HEWI fixing material for wall mounting and sealing tape for sealing the drilling points - meets requirements according to 2010 ADA standards and ICC / ANSI A117.1-2017 Article no.: HEWI 900.36.0S2XA | https://catalog.hewi.com/en/p/900360S2XA | https://catalog.hewi.com/storage/downloads/HEWI_900_36_0S2XA_en.pdf
900.36.0S3XA | HEWI Mobile support rail | Mobile support rail, System 900 - straight rail with supports straight to the wall and roses - for mobile use - centre-to-centre distance made-to-measure from 220 to 1100 mm, depth 90 mm - rail diameter 32 mm, tube thickness 2 mm, rose diameter 70 mm easy installation due to individually mountable fixing plates made of stainless steel for hanging the support rail - is secured with fastening screw (theft protection) - made of high-quality stainless steel, satin finished - including non-corrosive and tested HEWI fixing material for wall mounting - Please note when using with hanging seats: Compatibility check required. - A detailed list of possible combinations of hand rails, L-shaped rails and shower handrails with matching hanging seats can be found in our online catalogue in the download area of the respective product. Article no.: HEWI 900.36.0S3XA | https://catalog.hewi.com/en/p/900360S3XA | https://catalog.hewi.com/storage/downloads/HEWI_900_36_0S3XA_en.pdf
900.50.00140 | HEWI Mounting plate | Mounting plate for mobile hinged support rails, System 900 - rectangular mounting plate with fixing screw - used to hold and fix the mobile hinged support rails 900.50.4...40 - 70 mm wide, 210 mm high, 18 mm deep - made of stainless steel, chrome - for mounting with non-corrosive and tested HEWI fixing materials for different wall systems (to be ordered separately) - sealing tape for sealing the fixing points is included in the scope of supply Article no.: HEWI 900.50.00140 | https://catalog.hewi.com/en/p/9005000140 | https://catalog.hewi.com/storage/downloads/HEWI_900_50_00140_en.pdf
900.50.00160 | HEWI Mounting plate | Mounting plate for mobile hinged support rails, System 900 - rectangular mounting plate with fixing screw - used to hold and fix the mobile hinged support rails 900.50.4...60 - 70 mm wide, 210 mm high, 18 mm deep - made of high-quality stainless steel, powder-coated in HEWI colours DX (matt white), DC (matt black) and SC (matt dark grey pearl mica) - for mounting with non-corrosive and tested HEWI fixing materials for different wall systems (to be ordered separately) - sealing tape for sealing the fixing points is included in the scope of supply Article no.: HEWI 900.50.00160 | https://catalog.hewi.com/en/p/9005000160 | https://catalog.hewi.com/storage/downloads/HEWI_900_50_00160_en.pdf
900.50.001XA | HEWI Mounting plate | Mounting plate for mobile hinged support rails, System 900 - rectangular mounting plate with fixing screw - used to hold and fix the mobile hinged support rails 900.50.4...XA - 70 mm wide, 210 mm high, 18 mm deep - made of stainless steel, satin - for mounting with non-corrosive and tested HEWI fixing materials for different wall systems (to be ordered separately) - sealing tape for sealing the fixing points is included in the scope of supply Article no.: HEWI 900.50.001XA | https://catalog.hewi.com/en/p/90050001XA | https://catalog.hewi.com/storage/downloads/HEWI_900_50_001XA_en.pdf
900.50.00240 | HEWI Wall plate cover for mounting plate | Cover for mounting plate of the mobile hinged support rails, System 900 - rectangular cover - used to cover installed mounting plates by simply hooking it in - 80 mm wide, 225 mm high, 19 mm deep - cover frame made of high-quality polyamide in HEWI colour 98 (signal white) and 92 (anthracite grey) - face plate made of high-quality stainless steel, mirror polished Article no.: HEWI 900.50.00240 | https://catalog.hewi.com/en/p/9005000240 | https://catalog.hewi.com/storage/downloads/HEWI_900_50_00240_en.pdf
900.50.00260 | HEWI Wall plate cover for mounting plate | Cover for mounting plate of the mobile hinged support rails, System 900 - rectangular cover - used to cover installed mounting plates by simply hooking it in - 80 mm wide, 225 mm high, 19 mm deep - face plate made of high-quality stainless steel, powder-coated in the HEWI colour CV (matt black) with cover frame in matt black polyamide or powder-coated in the HEWI colour AS (matt white) with cover frame in matt white polyamide Article no.: HEWI 900.50.00260 | https://catalog.hewi.com/en/p/9005000260 | https://catalog.hewi.com/storage/downloads/HEWI_900_50_00260_en.pdf
900.50.002XA | HEWI Wall plate cover for mounting plate | Cover for mounting plate of the mobile hinged support rails, System 900 - rectangular cover - used to cover installed mounting plates by simply hooking it in - 80 mm wide, 225 mm high, 19 mm deep - cover frame made of high-quality polyamide in HEWI colour 98 (signal white) and 92 (anthracite grey) - face plate made of stainless steel, satin Article no.: HEWI 900.50.002XA | https://catalog.hewi.com/en/p/90050002XA | https://catalog.hewi.com/storage/downloads/HEWI_900_50_002XA_en.pdf
900.50.00340 | HEWI Mounting plate with cover | Mounting plate with cover of the mobile hinged support rails, System 900 - rectangular mounting plate with matching, rectangular cover - used to hold the mobile hinged support rails 900.50.4...40 - 80 mm wide, 225 mm high, 19 mm deep - mounting plate made of stainless steel, chrome - for mounting with non-corrosive and tested HEWI fixing materials for different wall systems (to be ordered separately) - sealing tape for sealing the fixing points is included in the scope of supply - cover frame made of high-quality polyamide in HEWI colours 98 (signal white) and 92 (anthracite grey) - face plate of the cover made of high-quality stainless steel, mirror polished Article no.: HEWI 900.50.00340 | https://catalog.hewi.com/en/p/9005000340 | https://catalog.hewi.com/storage/downloads/HEWI_900_50_00340_en.pdf
900.50.00360 | HEWI Mounting plate with cover | Mounting plate with cover of the mobile hinged support rails, System 900 - rectangular mounting plate with matching, rectangular cover - used to hold the mobile hinged support rails 900.50.4...60 - 80 mm wide, 225 mm high, 19 mm deep - mounting plate made of stainless steel, powder-coated in the HEWI colour CV (matt black) and ER (matt dark grey pearl mica) with cover frame in matt black polyamide or powder-coated in the HEWI colour AS (matt white) with cover frame in matt white polyamide - face plate of the cover made of high-quality stainless steel, colour matching to frame, powder-coated in HEWI colours AS (matt white) and CV (matt black) - for mounting with non-corrosive and tested HEWI fixing materials for different wall systems (to be ordered separately) - sealing tape for sealing the fixing points is included in the scope of supply Article no.: HEWI 900.50.00360 | https://catalog.hewi.com/en/p/9005000360 | https://catalog.hewi.com/storage/downloads/HEWI_900_50_00360_en.pdf
900.50.003XA | HEWI Mounting plate with cover | Mounting plate with cover of the mobile hinged support rails, System 900 - rectangular mounting plate with matching, rectangular cover - used to hold the mobile hinged support rails 900.50.4...XA - 80 mm wide, 225 mm high, 19 mm deep - mounting plate made of stainless steel, satin - for mounting with non-corrosive and tested HEWI fixing materials for different wall systems (to be ordered separately) - sealing tape for sealing the fixing points is included in the scope of supply - cover frame made of high-quality polyamide in HEWI colours 98 (signal white) and 92 (anthracite grey) - face plate of the cover made of stainless steel, satin Article no.: HEWI 900.50.003XA | https://catalog.hewi.com/en/p/90050003XA | https://catalog.hewi.com/storage/downloads/HEWI_900_50_003XA_en.pdf
900.50.02040 | HEWI Floor support | Floor support - vertical floor support for retrofitting on hinged support rails and stationary support rails Duo 900.50... - mounting height 760 mm (to fulfil the DIN 18040 height requirements) - support made of high-quality stainless steel, chrome - vertical length 645 mm - height adjustment within +/- 15 mm range possible - produced in accordance with CE- and UKCA-Regulation (EU) 2017/745 on medical devices Article no.: HEWI 900.50.02040 | https://catalog.hewi.com/en/p/9005002040 | https://catalog.hewi.com/storage/downloads/HEWI_900_50_02040_en.pdf
900.50.02060 | HEWI Floor support | Floor support - vertical floor support for retrofitting on hinged support rails and stationary support rails Duo 900.50... - mounting height 760 mm (to fulfil the DIN 18040 height requirements) - support made of high-quality stainless steel, powder-coated in HEWI colours DX (matt white), DC (matt black) and SC (matt dark grey pearl mica) - vertical length 645 mm - height adjustment within +/- 15 mm range possible - produced in accordance with CE- and UKCA-Regulation (EU) 2017/745 on medical devices Article no.: HEWI 900.50.02060 | https://catalog.hewi.com/en/p/9005002060 | https://catalog.hewi.com/storage/downloads/HEWI_900_50_02060_en.pdf
900.50.020XA | HEWI Floor support | Floor support - vertical floor support for retrofitting on hinged support rails Duo 900.50... - mounting height 760 mm (to fulfil the DIN 18040 height requirements) - support made of high-quality stainless steel with satin - vertical length 645 mm - height adjustment within +/- 15 mm range possible - produced in accordance with CE- and UKCA-Regulation (EU) 2017/745 on medical devices Article no.: HEWI 900.50.020XA | https://catalog.hewi.com/en/p/90050020XA | https://catalog.hewi.com/storage/downloads/HEWI_900_50_020XA_en.pdf
900.50.02140 | HEWI Floor support | Floor support - vertical floor support for retrofitting on hinged support rails and stationary support rails Duo 900.50... - for mounting height 680 mm - support made of high-quality stainless steel, chrome - vertical length 565 mm - height adjustment within +/- 15 mm range possible - produced in accordance with CE- and UKCA-Regulation (EU) 2017/745 on medical devices Article no.: HEWI 900.50.02140 | https://catalog.hewi.com/en/p/9005002140 | https://catalog.hewi.com/storage/downloads/HEWI_900_50_02140_en.pdf
900.50.02160 | HEWI Floor support | Floor support - vertical floor support for retrofitting on hinged support rails and stationary support rails Duo 900.50... - for mounting height 680 mm - support made of high-quality stainless steel, powder-coated in HEWI colours DX (matt white), DC (matt black) and SC (matt dark grey pearl mica) - vertical length 565 mm - height adjustment within +/- 15 mm range possible - produced in accordance with CE- and UKCA-Regulation (EU) 2017/745 on medical devices Article no.: HEWI 900.50.02160 | https://catalog.hewi.com/en/p/9005002160 | https://catalog.hewi.com/storage/downloads/HEWI_900_50_02160_en.pdf
900.50.021XA | HEWI Floor support | Floor support - vertical floor support for retrofitting on hinged support rails and stationary support rails Duo 900.50... - for mounting height 680 mm - support made of high-quality stainless steel with satin - vertical length 565 mm - height adjustment within +/- 15 mm range possible - produced in accordance with CE- and UKCA-Regulation (EU) 2017/745 on medical devices Article no.: HEWI 900.50.021XA | https://catalog.hewi.com/en/p/90050021XA | https://catalog.hewi.com/storage/downloads/HEWI_900_50_021XA_en.pdf
900.50.10040 | HEWI Hinged support rail Mono | Mono hinged support rail, design (A), System 900 - with one horizontal, round gripping level - can be folded upwards and folded downwards with braked movement - 600 mm projection, 210 mm high and 101 mm wide, 33.7 mm rail diameter - weight capacity up to 100 kg - made of stainless steel, chrome - for mounting with non-corrosive and tested HEWI fixing materials for different wall systems (to be ordered separately) - sealing tape for sealing the fixing points is included in the scope of supply - produced in accordance with CE- and UKCA-Regulation (EU) 2017/745 on medical devices - fulfils the DIN 18040 requirements Article no.: HEWI 900.50.10040 | https://catalog.hewi.com/en/p/9005010040 | https://catalog.hewi.com/storage/downloads/HEWI_900_50_10040_en.pdf
900.50.10060 | HEWI Hinged support rail Mono | Mono hinged support rail, design (A), System 900 - with one horizontal, round gripping level - can be folded upwards and folded downwards with braked movement - 600 mm projection, 210 mm high and 101 mm wide, 33.7 mm rail diameter - weight capacity up to 100 kg - made of stainless steel, powder-coated in HEWI colours DX (matt white), DC (matt black) and SC (matt dark grey pearl mica) - for mounting with non-corrosive and tested HEWI fixing materials for different wall systems (to be ordered separately) - sealing tape for sealing the fixing points is included in the scope of supply - produced in accordance with CE- and UKCA-Regulation (EU) 2017/745 on medical devices - fulfils the DIN 18040 requirements Article no.: HEWI 900.50.10060 | https://catalog.hewi.com/en/p/9005010060 | https://catalog.hewi.com/storage/downloads/HEWI_900_50_10060_en.pdf
900.50.100XA | HEWI Hinged support rail Mono | Mono hinged support rail, design (A), System 900 - with one horizontal, round gripping level - can be folded upwards and folded downwards with braked movement - 600 mm projection, 210 mm high and 101 mm wide, 33.7 mm rail diameter - weight capacity up to 100 kg - made of stainless steel, satin - for mounting with non-corrosive and tested HEWI fixing materials for different wall systems (to be ordered separately) - sealing tape for sealing the fixing points is included in the scope of supply - produced in accordance with CE- and UKCA-Regulation (EU) 2017/745 on medical devices - fulfils the DIN 18040 requirements Article no.: HEWI 900.50.100XA | https://catalog.hewi.com/en/p/90050100XA | https://catalog.hewi.com/storage/downloads/HEWI_900_50_100XA_en.pdf
900.50.10140 | HEWI Hinged support rail Duo | Duo hinged support rail, System 900 - two parallel, round gripping levels arranged on top of each other - can be folded upwards and folded downwards with braked movement - projection 600 mm, 210 mm high and 101 mm wide, top rail diameter 33.7 mm, bottom rail diameter 25 mm - weight capacity up to 100 kg - made of stainless steel, chrome - for mounting with non-corrosive and tested HEWI fixing materials for different wall systems (to be ordered separately) - sealing tape for sealing the fixing points is included in the scope of supply - floor supports 900.50.02040 and 900.50.02140 for retrofitting - produced in accordance with CE- and UKCA-Regulation (EU) 2017/745 on medical devices - fulfils the DIN 18040 requirements Article no.: HEWI 900.50.10140 | https://catalog.hewi.com/en/p/9005010140 | https://catalog.hewi.com/storage/downloads/HEWI_900_50_10140_en.pdf
900.50.10160 | HEWI Hinged support rail Duo | Duo hinged support rail, System 900 - two parallel, round gripping levels arranged on top of each other - can be folded upwards and folded downwards with braked movement - projection 600 mm, 210 mm high and 101 mm wide, top rail diameter 33.7 mm, bottom rail diameter 25 mm - weight capacity up to 100 kg - made of stainless steel, powder-coated in HEWI colours DX (matt white), DC (matt black) and SC (matt dark grey pearl mica) - for mounting with non-corrosive and tested HEWI fixing materials for different wall systems (to be ordered separately) - sealing tape for sealing the fixing points is included in the scope of supply - floor supports 900.50.02060 and 900.50.02160 for retrofitting - produced in accordance with CE- and UKCA-Regulation (EU) 2017/745 on medical devices - fulfils the DIN 18040 requirements Article no.: HEWI 900.50.10160 | https://catalog.hewi.com/en/p/9005010160 | https://catalog.hewi.com/storage/downloads/HEWI_900_50_10160_en.pdf
900.50.101XA | HEWI Hinged support rail Duo | Duo hinged support rail, System 900 - two parallel, round gripping levels arranged on top of each other - can be folded upwards and folded downwards with braked movement - projection 600 mm, 210 mm high and 101 mm wide, top rail diameter 33.7 mm, bottom rail diameter 25 mm - weight capacity up to 100 kg - made of stainless steel, satin - for mounting with non-corrosive and tested HEWI fixing materials for different wall systems (to be ordered separately) - sealing tape for sealing the fixing points is included in the scope of supply - floor supports 900.50.020XA and 900.50.021XA for retrofitting - produced in accordance with CE- and UKCA-Regulation (EU) 2017/745 on medical devices - fulfils the DIN 18040 requirements Article no.: HEWI 900.50.101XA | https://catalog.hewi.com/en/p/90050101XA | https://catalog.hewi.com/storage/downloads/HEWI_900_50_101XA_en.pdf
900.50.10240 | HEWI Hinged support rail Duo | Duo hinged support rail, System 900 - two parallel, round gripping levels arranged on top of each other - can be folded upwards and folded downwards with braked movement - projection 700 mm, 210 mm high and 101 mm wide, top rail diameter 33.7 mm, bottom rail diameter 25 mm - weight capacity up to 100 kg - made of stainless steel, chrome - for mounting with non-corrosive and tested HEWI fixing materials for different wall systems (to be ordered separately) - sealing tape for sealing the fixing points is included in the scope of supply - floor supports 900.50.02040 and 900.50.02140 for retrofitting - produced in accordance with CE- and UKCA-Regulation (EU) 2017/745 on medical devices - fulfils the ÖNORM B1600/1601 and SIA 500 requirements Article no.: HEWI 900.50.10240 | https://catalog.hewi.com/en/p/9005010240 | https://catalog.hewi.com/storage/downloads/HEWI_900_50_10240_en.pdf
900.50.10260 | HEWI Hinged support rail Duo | Duo hinged support rail, System 900 - two parallel, round gripping levels arranged on top of each other - can be folded upwards and folded downwards with braked movement - projection 700 mm, 210 mm high and 101 mm wide, top rail diameter 33.7 mm, bottom rail diameter 25 mm - weight capacity up to 100 kg - made of stainless steel, powder-coated in HEWI colours DX (matt white), DC (matt black) and SC (matt dark grey pearl mica) - for mounting with non-corrosive and tested HEWI fixing materials for different wall systems (to be ordered separately) - sealing tape for sealing the fixing points is included in the scope of supply - floor supports 900.50.02060 and 900.50.02160 for retrofitting - produced in accordance with CE- and UKCA-Regulation (EU) 2017/745 on medical devices - fulfils the ÖNORM B1600/1601 and SIA 500 requirements Article no.: HEWI 900.50.10260 | https://catalog.hewi.com/en/p/9005010260 | https://catalog.hewi.com/storage/downloads/HEWI_900_50_10260_en.pdf
900.50.102XA | HEWI Hinged support rail Duo | Duo hinged support rail, System 900 - two parallel, round gripping levels arranged on top of each other - can be folded upwards and folded downwards with braked movement - projection 700 mm, 210 mm high and 101 mm wide, top rail diameter 33.7 mm, bottom rail diameter 25 mm - weight capacity up to 100 kg - made of stainless steel, satin - for mounting with non-corrosive and tested HEWI fixing materials for different wall systems (to be ordered separately) - sealing tape for sealing the fixing points is included in the scope of supply - floor supports 900.50.020XA and 900.50.021XA for retrofitting - produced in accordance with CE- and UKCA-Regulation (EU) 2017/745 on medical devices - fulfils the ÖNORM B1600/1601 and SIA 500 requirements Article no.: HEWI 900.50.102XA | https://catalog.hewi.com/en/p/90050102XA | https://catalog.hewi.com/storage/downloads/HEWI_900_50_102XA_en.pdf
900.50.10340 | HEWI Hinged support rail Duo | Duo hinged support rail, System 900 - two parallel, round gripping levels arranged on top of each other - can be folded upwards and folded downwards with braked movement - projection 750 mm, 210 mm high and 101 mm wide, top rail diameter 33.7 mm, bottom rail diameter 25 mm - weight capacity up to 100 kg - made of stainless steel, chrome - for mounting with non-corrosive and tested HEWI fixing materials for different wall systems (to be ordered separately) - sealing tape for sealing the fixing points is included in the scope of supply - floor supports 900.50.02040 and 900.50.02140 for retrofitting - produced in accordance with CE- and UKCA-Regulation (EU) 2017/745 on medical devices - fulfils the requirements applicable in Belgium (CWATUPE, WVG Vlaanderen) regarding the projection of the hinged support rail at the toilet Article no.: HEWI 900.50.10340 | https://catalog.hewi.com/en/p/9005010340 | https://catalog.hewi.com/storage/downloads/HEWI_900_50_10340_en.pdf
900.50.10360 | HEWI Hinged support rail Duo | Duo hinged support rail, System 900 - two parallel, round gripping levels arranged on top of each other - can be folded upwards and folded downwards with braked movement - projection 750 mm, 210 mm high and 101 mm wide, top rail diameter 33.7 mm, bottom rail diameter 25 mm - weight capacity up to 100 kg - made of stainless steel, powder-coated in HEWI colours DX (matt white), DC (matt black) and SC (matt dark grey pearl mica) - for mounting with non-corrosive and tested HEWI fixing materials for different wall systems (to be ordered separately) - sealing tape for sealing the fixing points is included in the scope of supply - floor supports 900.50.02060 and 900.50.02160 for retrofitting - produced in accordance with CE- and UKCA-Regulation (EU) 2017/745 on medical devices - fulfils the requirements applicable in Belgium (CWATUPE, WVG Vlaanderen) regarding the projection of the hinged support rail at the toilet Article no.: HEWI 900.50.10360 | https://catalog.hewi.com/en/p/9005010360 | https://catalog.hewi.com/storage/downloads/HEWI_900_50_10360_en.pdf
900.50.103XA | HEWI Hinged support rail Duo | Duo hinged support rail, System 900 - two parallel, round gripping levels arranged on top of each other - can be folded upwards and folded downwards with braked movement - projection 750 mm, 210 mm high and 101 mm wide, top rail diameter 33.7 mm, bottom rail diameter 25 mm - weight capacity up to 100 kg - made of stainless steel, satin - for mounting with non-corrosive and tested HEWI fixing materials for different wall systems (to be ordered separately) - sealing tape for sealing the fixing points is included in the scope of supply - floor supports 900.50.020XA and 900.50.021XA for retrofitting - produced in accordance with CE- and UKCA-Regulation (EU) 2017/745 on medical devices - fulfils the requirements applicable in Belgium (CWATUPE, WVG Vlaanderen) regarding the projection of the hinged support rail at the toilet Article no.: HEWI 900.50.103XA | https://catalog.hewi.com/en/p/90050103XA | https://catalog.hewi.com/storage/downloads/HEWI_900_50_103XA_en.pdf
900.50.10440 | HEWI Hinged support rail Duo | Duo hinged support rail, System 900 - two parallel, round gripping levels arranged on top of each other - can be folded upwards and folded downwards with braked movement - projection 850 mm, 210 mm high and 101 mm wide, top rail diameter 33.7 mm, bottom rail diameter 25 mm - weight capacity up to 100 kg - made of stainless steel, chrome - for mounting with non-corrosive and tested HEWI fixing materials for different wall systems (to be ordered separately) - sealing tape for sealing the fixing points is included in the scope of supply - floor supports 900.50.02040 and 900.50.02140 for retrofitting - produced in accordance with CE- and UKCA-Regulation (EU) 2017/745 on medical devices - fulfils the DIN 18040, ÖNORM B1600/1601 and SIA 500 requirements Article no.: HEWI 900.50.10440 | https://catalog.hewi.com/en/p/9005010440 | https://catalog.hewi.com/storage/downloads/HEWI_900_50_10440_en.pdf
900.50.10460 | HEWI Hinged support rail Duo | Duo hinged support rail, System 900 - two parallel, round gripping levels arranged on top of each other - can be folded upwards and folded downwards with braked movement - projection 850 mm, 210 mm high and 101 mm wide, top rail diameter 33.7 mm, bottom rail diameter 25 mm - weight capacity up to 100 kg - made of stainless steel, powder-coated in HEWI colours DX (matt white), DC (matt black) and SC (matt dark grey pearl mica) - for mounting with non-corrosive and tested HEWI fixing materials for different wall systems (to be ordered separately) - sealing tape for sealing the fixing points is included in the scope of supply - floor supports 900.50.02060 and 900.50.02160 for retrofitting - produced in accordance with CE- and UKCA-Regulation (EU) 2017/745 on medical devices - fulfils the DIN 18040, ÖNORM B1600/1601 and SIA 500 requirements Article no.: HEWI 900.50.10460 | https://catalog.hewi.com/en/p/9005010460 | https://catalog.hewi.com/storage/downloads/HEWI_900_50_10460_en.pdf
900.50.104XA | HEWI Hinged support rail Duo | Duo hinged support rail, System 900 - two parallel, round gripping levels arranged on top of each other - can be folded upwards and folded downwards with braked movement - projection 850 mm, 210 mm high and 101 mm wide, top rail diameter 33.7 mm, bottom rail diameter 25 mm - weight capacity up to 100 kg - made of stainless steel, satin - for mounting with non-corrosive and tested HEWI fixing materials for different wall systems (to be ordered separately) - sealing tape for sealing the fixing points is included in the scope of supply - floor supports 900.50.020XA and 900.50.021XA for retrofitting - produced in accordance with CE- and UKCA-Regulation (EU) 2017/745 on medical devices - fulfils the DIN 18040, ÖNORM B1600/1601 and SIA 500 requirements Article no.: HEWI 900.50.104XA | https://catalog.hewi.com/en/p/90050104XA | https://catalog.hewi.com/storage/downloads/HEWI_900_50_104XA_en.pdf
900.50.10540 | HEWI Hinged support rail Duo | Duo hinged support rail, System 900 - two parallel, round gripping levels arranged on top of each other - can be folded upwards and folded downwards with braked movement - projection 900 mm, 210 mm high and 101 mm wide, top rail diameter 33.7 mm, bottom rail diameter 25 mm - weight capacity up to 100 kg - made of stainless steel, chrome - for mounting with non-corrosive and tested HEWI fixing materials for different wall systems (to be ordered separately) - sealing tape for sealing the fixing points is included in the scope of supply - floor supports 900.50.02040 and 900.50.02140 for retrofitting - produced in accordance with CE- and UKCA-Regulation (EU) 2017/745 on medical devices - fulfils the ÖNORM B1600/1601 requirements Article no.: HEWI 900.50.10540 | https://catalog.hewi.com/en/p/9005010540 | https://catalog.hewi.com/storage/downloads/HEWI_900_50_10540_en.pdf
900.50.10560 | HEWI Hinged support rail Duo | Duo hinged support rail, System 900 - two parallel, round gripping levels arranged on top of each other - can be folded upwards and folded downwards with braked movement - projection 900 mm, 210 mm high and 101 mm wide, top rail diameter 33.7 mm, bottom rail diameter 25 mm - weight capacity up to 100 kg - made of stainless steel, powder-coated in HEWI colours DX (matt white), DC (matt black) and SC (matt dark grey pearl mica) - for mounting with non-corrosive and tested HEWI fixing materials for different wall systems (to be ordered separately) - sealing tape for sealing the fixing points is included in the scope of supply - floor supports 900.50.02060 and 900.50.02160 for retrofitting - produced in accordance with CE- and UKCA-Regulation (EU) 2017/745 on medical devices - fulfils the ÖNORM B1600/1601 requirements Article no.: HEWI 900.50.10560 | https://catalog.hewi.com/en/p/9005010560 | https://catalog.hewi.com/storage/downloads/HEWI_900_50_10560_en.pdf
900.50.105XA | HEWI Hinged support rail Duo | Duo hinged support rail, System 900 - two parallel, round gripping levels arranged on top of each other - can be folded upwards and folded downwards with braked movement - projection 900 mm, 210 mm high and 101 mm wide, top rail diameter 33.7 mm, bottom rail diameter 25 mm - weight capacity up to 100 kg - made of stainless steel, satin - for mounting with non-corrosive and tested HEWI fixing materials for different wall systems (to be ordered separately) - sealing tape for sealing the fixing points is included in the scope of supply - floor supports 900.50.020XA and 900.50.021XA for retrofitting - produced in accordance with CE- and UKCA-Regulation (EU) 2017/745 on medical devices - fulfils the ÖNORM B1600/1601 requirements Article no.: HEWI 900.50.105XA | https://catalog.hewi.com/en/p/90050105XA | https://catalog.hewi.com/storage/downloads/HEWI_900_50_105XA_en.pdf
900.50.10640 | HEWI Hinged support rail Duo | Duo hinged support rail, System 900 - two parallel, round gripping levels arranged on top of each other - with toilet roll holder - can be folded upwards and folded downwards with braked movement - projection 700 mm, 210 mm high and 101 mm wide, top rail diameter 33.7 mm, bottom rail diameter 25 mm - weight capacity up to 100 kg - made of stainless steel, chrome - for mounting with non-corrosive and tested HEWI fixing materials for different wall systems (to be ordered separately) - sealing tape for sealing the fixing points is included in the scope of supply - floor supports 900.50.02040 and 900.50.02140 for retrofitting - produced in accordance with CE- and UKCA-Regulation (EU) 2017/745 on medical devices - fulfils the ÖNORM B1600/1601 and SIA 500 requirements Article no.: HEWI 900.50.10640 | https://catalog.hewi.com/en/p/9005010640 | https://catalog.hewi.com/storage/downloads/HEWI_900_50_10640_en.pdf
900.50.10660 | HEWI Hinged support rail Duo | Duo hinged support rail, System 900 - two parallel, round gripping levels arranged on top of each other - with toilet roll holder - can be folded upwards and folded downwards with braked movement - projection 700 mm, 210 mm high and 101 mm wide, top rail diameter 33.7 mm, bottom rail diameter 25 mm - weight capacity up to 100 kg - made of stainless steel, powder-coated in HEWI colours DX (matt white), DC (matt black) and SC (matt dark grey pearl mica) - for mounting with non-corrosive and tested HEWI fixing materials for different wall systems (to be ordered separately) - sealing tape for sealing the fixing points is included in the scope of supply - floor supports 900.50.02060 and 900.50.02160 for retrofitting - produced in accordance with CE- and UKCA-Regulation (EU) 2017/745 on medical devices - fulfils the ÖNORM B1600/1601 and SIA 500 requirements Article no.: HEWI 900.50.10660 | https://catalog.hewi.com/en/p/9005010660 | https://catalog.hewi.com/storage/downloads/HEWI_900_50_10660_en.pdf
900.50.106XA | HEWI Hinged support rail Duo | Duo hinged support rail, System 900 - two parallel, round gripping levels arranged on top of each other - with toilet roll holder - can be folded upwards and folded downwards with braked movement - projection 700 mm, 210 mm high and 101 mm wide, top rail diameter 33.7 mm, bottom rail diameter 25 mm - weight capacity up to 100 kg - made of stainless steel, satin - for mounting with non-corrosive and tested HEWI fixing materials for different wall systems (to be ordered separately) - sealing tape for sealing the fixing points is included in the scope of supply - floor supports 900.50.020XA and 900.50.021XA for retrofitting - produced in accordance with CE- and UKCA-Regulation (EU) 2017/745 on medical devices - fulfils the ÖNORM B1600/1601 and SIA 500 requirements Article no.: HEWI 900.50.106XA | https://catalog.hewi.com/en/p/90050106XA | https://catalog.hewi.com/storage/downloads/HEWI_900_50_106XA_en.pdf
900.50.10740 | HEWI Hinged support rail Duo | Duo hinged support rail, System 900 - two parallel, round gripping levels arranged on top of each other - with toilet roll holder - can be folded upwards and folded downwards with braked movement - projection 750 mm, 210 mm high and 101 mm wide, top rail diameter 33.7 mm, bottom rail diameter 25 mm - weight capacity up to 100 kg - made of stainless steel, chrome - for mounting with non-corrosive and tested HEWI fixing materials for different wall systems (to be ordered separately) - sealing tape for sealing the fixing points is included in the scope of supply - floor supports 900.50.02040 and 900.50.02140 for retrofitting - produced in accordance with CE- and UKCA-Regulation (EU) 2017/745 on medical devices - fulfils the requirements applicable in Belgium (CWATUPE, WVG Vlaanderen) regarding the projection of the hinged support rail at the toilet Article no.: HEWI 900.50.10740 | https://catalog.hewi.com/en/p/9005010740 | https://catalog.hewi.com/storage/downloads/HEWI_900_50_10740_en.pdf
900.50.10760 | HEWI Hinged support rail Duo | Duo hinged support rail, System 900 - two parallel, round gripping levels arranged on top of each other - with toilet roll holder - can be folded upwards and folded downwards with braked movement - projection 750 mm, 210 mm high and 101 mm wide, top rail diameter 33.7 mm, bottom rail diameter 25 mm - weight capacity up to 100 kg - made of stainless steel, powder-coated in HEWI colours DX (matt white), DC (matt black) and SC (matt dark grey pearl mica) - for mounting with non-corrosive and tested HEWI fixing materials for different wall systems (to be ordered separately) - sealing tape for sealing the fixing points is included in the scope of supply - floor supports 900.50.02060 and 900.50.02160 for retrofitting - produced in accordance with CE- and UKCA-Regulation (EU) 2017/745 on medical devices - fulfils the requirements applicable in Belgium (CWATUPE, WVG Vlaanderen) regarding the projection of the hinged support rail at the toilet Article no.: HEWI 900.50.10760 | https://catalog.hewi.com/en/p/9005010760 | https://catalog.hewi.com/storage/downloads/HEWI_900_50_10760_en.pdf
900.50.107XA | HEWI Hinged support rail Duo | Duo hinged support rail, System 900 - two parallel, round gripping levels arranged on top of each other - with toilet roll holder - can be folded upwards and folded downwards with braked movement - projection 750 mm, 210 mm high and 101 mm wide, top rail diameter 33.7 mm, bottom rail diameter 25 mm - weight capacity up to 100 kg - made of stainless steel, satin - for mounting with non-corrosive and tested HEWI fixing materials for different wall systems (to be ordered separately) - sealing tape for sealing the fixing points is included in the scope of supply - floor supports 900.50.020XA and 900.50.021XA for retrofitting - produced in accordance with CE- and UKCA-Regulation (EU) 2017/745 on medical devices - fulfils the requirements applicable in Belgium (CWATUPE, WVG Vlaanderen) regarding the projection of the hinged support rail at the toilet Article no.: HEWI 900.50.107XA | https://catalog.hewi.com/en/p/90050107XA | https://catalog.hewi.com/storage/downloads/HEWI_900_50_107XA_en.pdf
900.50.10840 | HEWI Hinged support rail Duo | Duo hinged support rail, System 900 - two parallel, round gripping levels arranged on top of each other - with toilet roll holder - can be folded upwards and folded downwards with braked movement - projection 850 mm, 210 mm high and 101 mm wide, top rail diameter 33.7 mm, bottom rail diameter 25 mm - weight capacity up to 100 kg - made of stainless steel, chrome - for mounting with non-corrosive and tested HEWI fixing materials for different wall systems (to be ordered separately) - sealing tape for sealing the fixing points is included in the scope of supply - floor supports 900.50.02040 and 900.50.02140 for retrofitting - produced in accordance with CE- and UKCA-Regulation (EU) 2017/745 on medical devices - fulfils the DIN 18040, ÖNORM B1600/1601 and SIA 500 requirements Article no.: HEWI 900.50.10840 | https://catalog.hewi.com/en/p/9005010840 | https://catalog.hewi.com/storage/downloads/HEWI_900_50_10840_en.pdf
900.50.10860 | HEWI Hinged support rail Duo | Duo hinged support rail, System 900 - two parallel, round gripping levels arranged on top of each other - with toilet roll holder - can be folded upwards and folded downwards with braked movement - projection 850 mm, 210 mm high and 101 mm wide, top rail diameter 33.7 mm, bottom rail diameter 25 mm - weight capacity up to 100 kg - made of stainless steel, powder-coated in HEWI colours DX (matt white), DC (matt black) and SC (matt dark grey pearl mica) - for mounting with non-corrosive and tested HEWI fixing materials for different wall systems (to be ordered separately) - sealing tape for sealing the fixing points is included in the scope of supply - floor supports 900.50.02060 and 900.50.02160 for retrofitting - produced in accordance with CE- and UKCA-Regulation (EU) 2017/745 on medical devices - fulfils the DIN 18040, ÖNORM B1600/1601 and SIA 500 requirements Article no.: HEWI 900.50.10860 | https://catalog.hewi.com/en/p/9005010860 | https://catalog.hewi.com/storage/downloads/HEWI_900_50_10860_en.pdf
900.50.108XA | HEWI Hinged support rail Duo | Duo hinged support rail, System 900 - two parallel, round gripping levels arranged on top of each other - with toilet roll holder - can be folded upwards and folded downwards with braked movement - projection 850 mm, 210 mm high and 101 mm wide, top rail diameter 33.7 mm, bottom rail diameter 25 mm - weight capacity up to 100 kg - made of stainless steel, satin - for mounting with non-corrosive and tested HEWI fixing materials for different wall systems (to be ordered separately) - sealing tape for sealing the fixing points is included in the scope of supply - floor supports 900.50.020XA and 900.50.021XA for retrofitting - produced in accordance with CE- and UKCA-Regulation (EU) 2017/745 on medical devices - fulfils the DIN 18040, ÖNORM B1600/1601 and SIA 500 requirements Article no.: HEWI 900.50.108XA | https://catalog.hewi.com/en/p/90050108XA | https://catalog.hewi.com/storage/downloads/HEWI_900_50_108XA_en.pdf
900.50.10940 | HEWI Hinged support rail Duo | Duo hinged support rail, System 900 - two parallel, round gripping levels arranged on top of each other - with toilet roll holder - can be folded upwards and folded downwards with braked movement - projection 900 mm, 210 mm high and 101 mm wide, top rail diameter 33.7 mm, bottom rail diameter 25 mm - weight capacity up to 100 kg - made of stainless steel, chrome - for mounting with non-corrosive and tested HEWI fixing materials for different wall systems (to be ordered separately) - sealing tape for sealing the fixing points is included in the scope of supply - floor supports 900.50.02040 and 900.50.02140 for retrofitting - produced in accordance with CE- and UKCA-Regulation (EU) 2017/745 on medical devices - fulfils the ÖNORM B1600/1601 requirements Article no.: HEWI 900.50.10940 | https://catalog.hewi.com/en/p/9005010940 | https://catalog.hewi.com/storage/downloads/HEWI_900_50_10940_en.pdf
900.50.10960 | HEWI Hinged support rail Duo | Duo hinged support rail, System 900 - two parallel, round gripping levels arranged on top of each other - with toilet roll holder - can be folded upwards and folded downwards with braked movement - projection 900 mm, 210 mm high and 101 mm wide, top rail diameter 33.7 mm, bottom rail diameter 25 mm - weight capacity up to 100 kg - made of stainless steel, powder-coated in HEWI colours DX (matt white), DC (matt black) and SC (matt dark grey pearl mica) - for mounting with non-corrosive and tested HEWI fixing materials for different wall systems (to be ordered separately) - sealing tape for sealing the fixing points is included in the scope of supply - floor supports 900.50.02060 and 900.50.02160 for retrofitting - produced in accordance with CE- and UKCA-Regulation (EU) 2017/745 on medical devices - fulfils the ÖNORM B1600/1601 requirements Article no.: HEWI 900.50.10960 | https://catalog.hewi.com/en/p/9005010960 | https://catalog.hewi.com/storage/downloads/HEWI_900_50_10960_en.pdf
900.50.109XA | HEWI Hinged support rail Duo | Duo hinged support rail, System 900 - two parallel, round gripping levels arranged on top of each other - with toilet roll holder - can be folded upwards and folded downwards with braked movement - projection 900 mm, 210 mm high and 101 mm wide, top rail diameter 33.7 mm, bottom rail diameter 25 mm - weight capacity up to 100 kg - made of stainless steel, satin - for mounting with non-corrosive and tested HEWI fixing materials for different wall systems (to be ordered separately) - sealing tape for sealing the fixing points is included in the scope of supply - floor supports 900.50.020XA and 900.50.021XA for retrofitting - produced in accordance with CE- and UKCA-Regulation (EU) 2017/745 on medical devices - fulfils the ÖNORM B1600/1601 requirements Article no.: HEWI 900.50.109XA | https://catalog.hewi.com/en/p/90050109XA | https://catalog.hewi.com/storage/downloads/HEWI_900_50_109XA_en.pdf
900.50.11040 | HEWI Hinged support rail Duo | Duo hinged support rail, System 900 - two parallel, round gripping levels arranged on top of each other - with toilet roll holder and radio-controlled toilet flushing mechanism - left-hand version - can be folded upwards and folded downwards with braked movement - blue button (wave symbol) for triggering the toilet flushing mechanism - transmission frequency 868.4 MHz - suitable for radio-controlled toilet flushing systems made by Geberit, Friatec, Mepa, Sanit, Viega, TECE and Grohe - projection 700 mm, 210 mm high and 101 mm wide, top rail diameter 33.7 mm, bottom rail diameter 25 mm - weight capacity up to 100 kg - made of stainless steel, chrome - for mounting with non-corrosive and tested HEWI fixing materials for different wall systems (to be ordered separately) - sealing tape for sealing the fixing points is included in the scope of supply - floor supports 900.50.02040 and 900.50.02140 for retrofitting - produced in accordance with CE- and UKCA-Regulation (EU) 2017/745 on medical devices - fulfils the ÖNORM B1600/1601 and SIA 500 requirements Article no.: HEWI 900.50.11040 | https://catalog.hewi.com/en/p/9005011040 | https://catalog.hewi.com/storage/downloads/HEWI_900_50_11040_en.pdf
900.50.11060 | HEWI Hinged support rail Duo | Duo hinged support rail, System 900 - two parallel, round gripping levels arranged on top of each other - with toilet roll holder and radio-controlled toilet flushing mechanism - left-hand version - can be folded upwards and folded downwards with braked movement - blue button (wave symbol) for triggering the toilet flushing mechanism - transmission frequency 868.4 MHz - suitable for radio-controlled toilet flushing systems made by Geberit, Friatec, Mepa, Sanit, Viega, TECE and Grohe - projection 700 mm, 210 mm high and 101 mm wide, top rail diameter 33.7 mm, bottom rail diameter 25 mm - weight capacity up to 100 kg - made of stainless steel, powder-coated in HEWI colours DX (matt white), DC (matt black) and SC (matt dark grey pearl mica) - for mounting with non-corrosive and tested HEWI fixing materials for different wall systems (to be ordered separately) - sealing tape for sealing the fixing points is included in the scope of supply - floor supports 900.50.02060 and 900.50.02160 for retrofitting - produced in accordance with CE- and UKCA-Regulation (EU) 2017/745 on medical devices - fulfils the ÖNORM B1600/1601 and SIA 500 requirements Article no.: HEWI 900.50.11060 | https://catalog.hewi.com/en/p/9005011060 | https://catalog.hewi.com/storage/downloads/HEWI_900_50_11060_en.pdf
900.50.110XA | HEWI Hinged support rail Duo | Duo hinged support rail, System 900 - two parallel, round gripping levels arranged on top of each other - with toilet roll holder and radio-controlled toilet flushing mechanism - left-hand version - can be folded upwards and folded downwards with braked movement - blue button (wave symbol) for triggering the toilet flushing mechanism - transmission frequency 868.4 MHz - suitable for radio-controlled toilet flushing systems made by Geberit, Friatec, Mepa, Sanit, Viega, TECE and Grohe - projection 700 mm, 210 mm high and 101 mm wide, top rail diameter 33.7 mm, bottom rail diameter 25 mm - weight capacity up to 100 kg - made of stainless steel, satin - for mounting with non-corrosive and tested HEWI fixing materials for different wall systems (to be ordered separately) - sealing tape for sealing the fixing points is included in the scope of supply - floor supports 900.50.020XA and 900.50.021XA for retrofitting - produced in accordance with CE- and UKCA-Regulation (EU) 2017/745 on medical devices - fulfils the ÖNORM B1600/1601 and SIA 500 requirements Article no.: HEWI 900.50.110XA | https://catalog.hewi.com/en/p/90050110XA | https://catalog.hewi.com/storage/downloads/HEWI_900_50_110XA_en.pdf
900.50.11140 | HEWI Hinged support rail Duo | Duo hinged support rail, System 900 - two parallel, round gripping levels arranged on top of each other - with toilet roll holder and radio-controlled toilet flushing mechanism - left-hand version - can be folded upwards and folded downwards with braked movement - blue button (wave symbol) for triggering the toilet flushing mechanism - transmission frequency 868.4 MHz - suitable for radio-controlled toilet flushing systems made by Geberit, Friatec, Mepa, Sanit, Viega, TECE and Grohe - projection 750 mm, 210 mm high and 101 mm wide, top rail diameter 33.7 mm, bottom rail diameter 25 mm - weight capacity up to 100 kg - made of stainless steel, chrome - for mounting with non-corrosive and tested HEWI fixing materials for different wall systems (to be ordered separately) - sealing tape for sealing the fixing points is included in the scope of supply - floor supports 900.50.02040 and 900.50.02140 for retrofitting - produced in accordance with CE- and UKCA-Regulation (EU) 2017/745 on medical devices - fulfils the requirements applicable in Belgium (CWATUPE, WVG Vlaanderen) regarding the projection of the hinged support rail at the toilet Article no.: HEWI 900.50.11140 | https://catalog.hewi.com/en/p/9005011140 | https://catalog.hewi.com/storage/downloads/HEWI_900_50_11140_en.pdf
900.50.11160 | HEWI Hinged support rail Duo | Duo hinged support rail, System 900 - two parallel, round gripping levels arranged on top of each other - with toilet roll holder and radio-controlled toilet flushing mechanism - left-hand version - can be folded upwards and folded downwards with braked movement - blue button (wave symbol) for triggering the toilet flushing mechanism - transmission frequency 868.4 MHz - suitable for radio-controlled toilet flushing systems made by Geberit, Friatec, Mepa, Sanit, Viega, TECE and Grohe - projection 750 mm, 210 mm high and 101 mm wide, top rail diameter 33.7 mm, bottom rail diameter 25 mm - weight capacity up to 100 kg - made of stainless steel, powder-coated in HEWI colours DX (matt white), DC (matt black) and SC (matt dark grey pearl mica) - for mounting with non-corrosive and tested HEWI fixing materials for different wall systems (to be ordered separately) - sealing tape for sealing the fixing points is included in the scope of supply - floor supports 900.50.02060 and 900.50.02160 for retrofitting - produced in accordance with CE- and UKCA-Regulation (EU) 2017/745 on medical devices - fulfils the requirements applicable in Belgium (CWATUPE, WVG Vlaanderen) regarding the projection of the hinged support rail at the toilet Article no.: HEWI 900.50.11160 | https://catalog.hewi.com/en/p/9005011160 | https://catalog.hewi.com/storage/downloads/HEWI_900_50_11160_en.pdf
900.50.111XA | HEWI Hinged support rail Duo | Duo hinged support rail, System 900 - two parallel, round gripping levels arranged on top of each other - with toilet roll holder and radio-controlled toilet flushing mechanism - left-hand version - can be folded upwards and folded downwards with braked movement - blue button (wave symbol) for triggering the toilet flushing mechanism - transmission frequency 868.4 MHz - suitable for radio-controlled toilet flushing systems made by Geberit, Friatec, Mepa, Sanit, Viega, TECE and Grohe - projection 750 mm, 210 mm high and 101 mm wide, top rail diameter 33.7 mm, bottom rail diameter 25 mm - weight capacity up to 100 kg - made of stainless steel, satin - for mounting with non-corrosive and tested HEWI fixing materials for different wall systems (to be ordered separately) - sealing tape for sealing the fixing points is included in the scope of supply - floor supports 900.50.020XA and 900.50.021XA for retrofitting - produced in accordance with CE- and UKCA-Regulation (EU) 2017/745 on medical devices - fulfils the requirements applicable in Belgium (CWATUPE, WVG Vlaanderen) regarding the projection of the hinged support rail at the toilet Article no.: HEWI 900.50.111XA | https://catalog.hewi.com/en/p/90050111XA | https://catalog.hewi.com/storage/downloads/HEWI_900_50_111XA_en.pdf
900.50.11240 | HEWI Hinged support rail Duo | Duo hinged support rail, System 900 - two parallel, round gripping levels arranged on top of each other - with toilet roll holder and radio-controlled toilet flushing mechanism - left-hand version - can be folded upwards and folded downwards with braked movement - blue button (wave symbol) for triggering the toilet flushing mechanism - transmission frequency 868.4 MHz - suitable for radio-controlled toilet flushing systems made by Geberit, Friatec, Mepa, Sanit, Viega, TECE and Grohe - projection 850 mm, 210 mm high and 101 mm wide, top rail diameter 33.7 mm, bottom rail diameter 25 mm - weight capacity up to 100 kg - made of stainless steel, chrome - for mounting with non-corrosive and tested HEWI fixing materials for different wall systems (to be ordered separately) - sealing tape for sealing the fixing points is included in the scope of supply - floor supports 900.50.02040 and 900.50.02140 for retrofitting - produced in accordance with CE- and UKCA-Regulation (EU) 2017/745 on medical devices - fulfils the DIN 18040, ÖNORM B1600/1601 and SIA 500 requirements Article no.: HEWI 900.50.11240 | https://catalog.hewi.com/en/p/9005011240 | https://catalog.hewi.com/storage/downloads/HEWI_900_50_11240_en.pdf
900.50.11260 | HEWI Hinged support rail Duo | Duo hinged support rail, System 900 - two parallel, round gripping levels arranged on top of each other - with toilet roll holder and radio-controlled toilet flushing mechanism - left-hand version - can be folded upwards and folded downwards with braked movement - blue button (wave symbol) for triggering the toilet flushing mechanism - transmission frequency 868.4 MHz - suitable for radio-controlled toilet flushing systems made by Geberit, Friatec, Mepa, Sanit, Viega, TECE and Grohe - projection 850 mm, 210 mm high and 101 mm wide, top rail diameter 33.7 mm, bottom rail diameter 25 mm - weight capacity up to 100 kg - made of stainless steel, powder-coated in HEWI colours DX (matt white), DC (matt black) and SC (matt dark grey pearl mica) - for mounting with non-corrosive and tested HEWI fixing materials for different wall systems (to be ordered separately) - sealing tape for sealing the fixing points is included in the scope of supply - floor supports 900.50.02060 and 900.50.02160 for retrofitting - produced in accordance with CE- and UKCA-Regulation (EU) 2017/745 on medical devices - fulfils the DIN 18040, ÖNORM B1600/1601 and SIA 500 requirements Article no.: HEWI 900.50.11260 | https://catalog.hewi.com/en/p/9005011260 | https://catalog.hewi.com/storage/downloads/HEWI_900_50_11260_en.pdf
900.50.112XA | HEWI Hinged support rail Duo | Duo hinged support rail, System 900 - two parallel, round gripping levels arranged on top of each other - with toilet roll holder and radio-controlled toilet flushing mechanism - left-hand version - can be folded upwards and folded downwards with braked movement - blue button (wave symbol) for triggering the toilet flushing mechanism - transmission frequency 868.4 MHz - suitable for radio-controlled toilet flushing systems made by Geberit, Friatec, Mepa, Sanit, Viega, TECE and Grohe - projection 850 mm, 210 mm high and 101 mm wide, top rail diameter 33.7 mm, bottom rail diameter 25 mm - weight capacity up to 100 kg - made of stainless steel, satin - for mounting with non-corrosive and tested HEWI fixing materials for different wall systems (to be ordered separately) - sealing tape for sealing the fixing points is included in the scope of supply - floor supports 900.50.020XA and 900.50.021XA for retrofitting - produced in accordance with CE- and UKCA-Regulation (EU) 2017/745 on medical devices - fulfils the DIN 18040, ÖNORM B1600/1601 and SIA 500 requirements Article no.: HEWI 900.50.112XA | https://catalog.hewi.com/en/p/90050112XA | https://catalog.hewi.com/storage/downloads/HEWI_900_50_112XA_en.pdf
900.50.11340 | HEWI Hinged support rail Duo | Duo hinged support rail, System 900 - two parallel, round gripping levels arranged on top of each other - with toilet roll holder and radio-controlled toilet flushing mechanism - left-hand version - can be folded upwards and folded downwards with braked movement - blue button (wave symbol) for triggering the toilet flushing mechanism - transmission frequency 868.4 MHz - suitable for radio-controlled toilet flushing systems made by Geberit, Friatec, Mepa, Sanit, Viega, TECE and Grohe - projection 900 mm, 210 mm high and 101 mm wide, top rail diameter 33.7 mm, bottom rail diameter 25 mm - weight capacity up to 100 kg - made of stainless steel, chrome - for mounting with non-corrosive and tested HEWI fixing materials for different wall systems (to be ordered separately) - sealing tape for sealing the fixing points is included in the scope of supply - floor supports 900.50.02040 and 900.50.02140 for retrofitting - produced in accordance with CE- and UKCA-Regulation (EU) 2017/745 on medical devices - fulfils the ÖNORM B1600/1601 requirements Article no.: HEWI 900.50.11340 | https://catalog.hewi.com/en/p/9005011340 | https://catalog.hewi.com/storage/downloads/HEWI_900_50_11340_en.pdf
900.50.11360 | HEWI Hinged support rail Duo | Duo hinged support rail, System 900 - two parallel, round gripping levels arranged on top of each other - with toilet roll holder and radio-controlled toilet flushing mechanism - left-hand version - can be folded upwards and folded downwards with braked movement - blue button (wave symbol) for triggering the toilet flushing mechanism - transmission frequency 868.4 MHz - suitable for radio-controlled toilet flushing systems made by Geberit, Friatec, Mepa, Sanit, Viega, TECE and Grohe - projection 900 mm, 210 mm high and 101 mm wide, top rail diameter 33.7 mm, bottom rail diameter 25 mm - weight capacity up to 100 kg - made of stainless steel, powder-coated in HEWI colours DX (matt white), DC (matt black) and SC (matt dark grey pearl mica) - for mounting with non-corrosive and tested HEWI fixing materials for different wall systems (to be ordered separately) - sealing tape for sealing the fixing points is included in the scope of supply - floor supports 900.50.02060 and 900.50.02160 for retrofitting - produced in accordance with CE- and UKCA-Regulation (EU) 2017/745 on medical devices - fulfils the ÖNORM B1600/1601 requirements Article no.: HEWI 900.50.11360 | https://catalog.hewi.com/en/p/9005011360 | https://catalog.hewi.com/storage/downloads/HEWI_900_50_11360_en.pdf
900.50.113XA | HEWI Hinged support rail Duo | Duo hinged support rail, System 900 - two parallel, round gripping levels arranged on top of each other - with toilet roll holder and radio-controlled toilet flushing mechanism - left-hand version - can be folded upwards and folded downwards with braked movement - blue button (wave symbol) for triggering the toilet flushing mechanism - transmission frequency 868.4 MHz - suitable for radio-controlled toilet flushing systems made by Geberit, Friatec, Mepa, Sanit, Viega, TECE and Grohe - projection 900 mm, 210 mm high and 101 mm wide, top rail diameter 33.7 mm, bottom rail diameter 25 mm - weight capacity up to 100 kg - made of stainless steel, satin - for mounting with non-corrosive and tested HEWI fixing materials for different wall systems (to be ordered separately) - sealing tape for sealing the fixing points is included in the scope of supply - floor supports 900.50.020XA and 900.50.021XA for retrofitting - produced in accordance with CE- and UKCA-Regulation (EU) 2017/745 on medical devices - fulfils the ÖNORM B1600/1601 requirements Article no.: HEWI 900.50.113XA | https://catalog.hewi.com/en/p/90050113XA | https://catalog.hewi.com/storage/downloads/HEWI_900_50_113XA_en.pdf
900.50.11440 | HEWI Hinged support rail Duo | Duo hinged support rail, System 900 - two parallel, round gripping levels arranged on top of each other - with toilet roll holder and radio-controlled toilet flushing mechanism - right-hand version - can be folded upwards and folded downwards with braked movement - blue button (wave symbol) for triggering the toilet flushing mechanism - transmission frequency 868.4 MHz - suitable for radio-controlled toilet flushing systems made by Geberit, Friatec, Mepa, Sanit, Viega, TECE and Grohe - projection 700 mm, 210 mm high and 101 mm wide, top rail diameter 33.7 mm, bottom rail diameter 25 mm - weight capacity up to 100 kg - made of stainless steel, chrome - for mounting with non-corrosive and tested HEWI fixing materials for different wall systems (to be ordered separately) - sealing tape for sealing the fixing points is included in the scope of supply - floor supports 900.50.02040 and 900.50.02140 for retrofitting - produced in accordance with CE- and UKCA-Regulation (EU) 2017/745 on medical devices - fulfils the ÖNORM B1600/1601 and SIA 500 requirements Article no.: HEWI 900.50.11440 | https://catalog.hewi.com/en/p/9005011440 | https://catalog.hewi.com/storage/downloads/HEWI_900_50_11440_en.pdf
900.50.11460 | HEWI Hinged support rail Duo | Duo hinged support rail, System 900 - two parallel, round gripping levels arranged on top of each other - with toilet roll holder and radio-controlled toilet flushing mechanism - right-hand version - can be folded upwards and folded downwards with braked movement - blue button (wave symbol) for triggering the toilet flushing mechanism - transmission frequency 868.4 MHz - suitable for radio-controlled toilet flushing systems made by Geberit, Friatec, Mepa, Sanit, Viega, TECE and Grohe - projection 700 mm, 210 mm high and 101 mm wide, top rail diameter 33.7 mm, bottom rail diameter 25 mm - weight capacity up to 100 kg - made of stainless steel, powder-coated in HEWI colours DX (matt white), DC (matt black) and SC (matt dark grey pearl mica) - for mounting with non-corrosive and tested HEWI fixing materials for different wall systems (to be ordered separately) - sealing tape for sealing the fixing points is included in the scope of supply - floor supports 900.50.02060 and 900.50.02160 for retrofitting - produced in accordance with CE- and UKCA-Regulation (EU) 2017/745 on medical devices - fulfils the ÖNORM B1600/1601 and SIA 500 requirements Article no.: HEWI 900.50.11460 | https://catalog.hewi.com/en/p/9005011460 | https://catalog.hewi.com/storage/downloads/HEWI_900_50_11460_en.pdf
900.50.114XA | HEWI Hinged support rail Duo | Duo hinged support rail, System 900 - two parallel, round gripping levels arranged on top of each other - with toilet roll holder and radio-controlled toilet flushing mechanism - right-hand version - can be folded upwards and folded downwards with braked movement - blue button (wave symbol) for triggering the toilet flushing mechanism - transmission frequency 868.4 MHz - suitable for radio-controlled toilet flushing systems made by Geberit, Friatec, Mepa, Sanit, Viega, TECE and Grohe - projection 700 mm, 210 mm high and 101 mm wide, top rail diameter 33.7 mm, bottom rail diameter 25 mm - weight capacity up to 100 kg - made of stainless steel, satin - for mounting with non-corrosive and tested HEWI fixing materials for different wall systems (to be ordered separately) - sealing tape for sealing the fixing points is included in the scope of supply - floor supports 900.50.020XA and 900.50.021XA for retrofitting - produced in accordance with CE- and UKCA-Regulation (EU) 2017/745 on medical devices - fulfils the ÖNORM B1600/1601 and SIA 500 requirements Article no.: HEWI 900.50.114XA | https://catalog.hewi.com/en/p/90050114XA | https://catalog.hewi.com/storage/downloads/HEWI_900_50_114XA_en.pdf
900.50.11540 | HEWI Hinged support rail Duo | Duo hinged support rail, System 900 - two parallel, round gripping levels arranged on top of each other - with toilet roll holder and radio-controlled toilet flushing mechanism - right-hand version - can be folded upwards and folded downwards with braked movement - blue button (wave symbol) for triggering the toilet flushing mechanism - transmission frequency 868.4 MHz - suitable for radio-controlled toilet flushing systems made by Geberit, Friatec, Mepa, Sanit, Viega, TECE and Grohe - projection 750 mm, 210 mm high and 101 mm wide, top rail diameter 33.7 mm, bottom rail diameter 25 mm - weight capacity up to 100 kg - made of stainless steel, chrome - for mounting with non-corrosive and tested HEWI fixing materials for different wall systems (to be ordered separately) - sealing tape for sealing the fixing points is included in the scope of supply - floor supports 900.50.02040 and 900.50.02140 for retrofitting - produced in accordance with CE- and UKCA-Regulation (EU) 2017/745 on medical devices - fulfils the requirements applicable in Belgium (CWATUPE, WVG Vlaanderen) regarding the projection of the hinged support rail at the toilet Article no.: HEWI 900.50.11540 | https://catalog.hewi.com/en/p/9005011540 | https://catalog.hewi.com/storage/downloads/HEWI_900_50_11540_en.pdf
900.50.11560 | HEWI Hinged support rail Duo | Duo hinged support rail, System 900 - two parallel, round gripping levels arranged on top of each other - with toilet roll holder and radio-controlled toilet flushing mechanism - right-hand version - can be folded upwards and folded downwards with braked movement - blue button (wave symbol) for triggering the toilet flushing mechanism - transmission frequency 868.4 MHz - suitable for radio-controlled toilet flushing systems made by Geberit, Friatec, Mepa, Sanit, Viega, TECE and Grohe - projection 750 mm, 210 mm high and 101 mm wide, top rail diameter 33.7 mm, bottom rail diameter 25 mm - weight capacity up to 100 kg - made of stainless steel, powder-coated in HEWI colours DX (matt white), DC (matt black) and SC (matt dark grey pearl mica) - for mounting with non-corrosive and tested HEWI fixing materials for different wall systems (to be ordered separately) - sealing tape for sealing the fixing points is included in the scope of supply - floor supports 900.50.02060 and 900.50.02160 for retrofitting - produced in accordance with CE- and UKCA-Regulation (EU) 2017/745 on medical devices - fulfils the requirements applicable in Belgium (CWATUPE, WVG Vlaanderen) regarding the projection of the hinged support rail at the toilet Article no.: HEWI 900.50.11560 | https://catalog.hewi.com/en/p/9005011560 | https://catalog.hewi.com/storage/downloads/HEWI_900_50_11560_en.pdf
900.50.115XA | HEWI Hinged support rail Duo | Duo hinged support rail, System 900 - two parallel, round gripping levels arranged on top of each other - with toilet roll holder and radio-controlled toilet flushing mechanism - right-hand version - can be folded upwards and folded downwards with braked movement - blue button (wave symbol) for triggering the toilet flushing mechanism - transmission frequency 868.4 MHz - suitable for radio-controlled toilet flushing systems made by Geberit, Friatec, Mepa, Sanit, Viega, TECE and Grohe - projection 750 mm, 210 mm high and 101 mm wide, top rail diameter 33.7 mm, bottom rail diameter 25 mm - weight capacity up to 100 kg - made of stainless steel, satin - for mounting with non-corrosive and tested HEWI fixing materials for different wall systems (to be ordered separately) - sealing tape for sealing the fixing points is included in the scope of supply - floor supports 900.50.020XA and 900.50.021XA for retrofitting - produced in accordance with CE- and UKCA-Regulation (EU) 2017/745 on medical devices - fulfils the requirements applicable in Belgium (CWATUPE, WVG Vlaanderen) regarding the projection of the hinged support rail at the toilet Article no.: HEWI 900.50.115XA | https://catalog.hewi.com/en/p/90050115XA | https://catalog.hewi.com/storage/downloads/HEWI_900_50_115XA_en.pdf
900.50.11640 | HEWI Hinged support rail Duo | Duo hinged support rail, System 900 - two parallel, round gripping levels arranged on top of each other - with toilet roll holder and radio-controlled toilet flushing mechanism - right-hand version - can be folded upwards and folded downwards with braked movement - blue button (wave symbol) for triggering the toilet flushing mechanism - transmission frequency 868.4 MHz - suitable for radio-controlled toilet flushing systems made by Geberit, Friatec, Mepa, Sanit, Viega, TECE and Grohe - projection 850 mm, 210 mm high and 101 mm wide, top rail diameter 33.7 mm, bottom rail diameter 25 mm - weight capacity up to 100 kg - made of stainless steel, chrome - for mounting with non-corrosive and tested HEWI fixing materials for different wall systems (to be ordered separately) - sealing tape for sealing the fixing points is included in the scope of supply - floor supports 900.50.02040 and 900.50.02140 for retrofitting - produced in accordance with CE- and UKCA-Regulation (EU) 2017/745 on medical devices - fulfils the DIN 18040, ÖNORM B1600/1601 and SIA 500 requirements Article no.: HEWI 900.50.11640 | https://catalog.hewi.com/en/p/9005011640 | https://catalog.hewi.com/storage/downloads/HEWI_900_50_11640_en.pdf
900.50.11660 | HEWI Hinged support rail Duo | Duo hinged support rail, System 900 - two parallel, round gripping levels arranged on top of each other - with toilet roll holder and radio-controlled toilet flushing mechanism - right-hand version - can be folded upwards and folded downwards with braked movement - blue button (wave symbol) for triggering the toilet flushing mechanism - transmission frequency 868.4 MHz - suitable for radio-controlled toilet flushing systems made by Geberit, Friatec, Mepa, Sanit, Viega, TECE and Grohe - projection 850 mm, 210 mm high and 101 mm wide, top rail diameter 33.7 mm, bottom rail diameter 25 mm - weight capacity up to 100 kg - made of stainless steel, powder-coated in HEWI colours DX (matt white), DC (matt black) and SC (matt dark grey pearl mica) - for mounting with non-corrosive and tested HEWI fixing materials for different wall systems (to be ordered separately) - sealing tape for sealing the fixing points is included in the scope of supply - floor supports 900.50.02060 and 900.50.02160 for retrofitting - produced in accordance with CE- and UKCA-Regulation (EU) 2017/745 on medical devices - fulfils the DIN 18040, ÖNORM B1600/1601 and SIA 500 requirements Article no.: HEWI 900.50.11660 | https://catalog.hewi.com/en/p/9005011660 | https://catalog.hewi.com/storage/downloads/HEWI_900_50_11660_en.pdf
900.50.116XA | HEWI Hinged support rail Duo | Duo hinged support rail, System 900 - two parallel, round gripping levels arranged on top of each other - with toilet roll holder and radio-controlled toilet flushing mechanism - right-hand version - can be folded upwards and folded downwards with braked movement - blue button (wave symbol) for triggering the toilet flushing mechanism - transmission frequency 868.4 MHz - suitable for radio-controlled toilet flushing systems made by Geberit, Friatec, Mepa, Sanit, Viega, TECE and Grohe - projection 850 mm, 210 mm high and 101 mm wide, top rail diameter 33.7 mm, bottom rail diameter 25 mm - weight capacity up to 100 kg - made of stainless steel, satin - for mounting with non-corrosive and tested HEWI fixing materials for different wall systems (to be ordered separately) - sealing tape for sealing the fixing points is included in the scope of supply - floor supports 900.50.020XA and 900.50.021XA for retrofitting - produced in accordance with CE- and UKCA-Regulation (EU) 2017/745 on medical devices - fulfils the DIN 18040, ÖNORM B1600/1601 and SIA 500 requirements Article no.: HEWI 900.50.116XA | https://catalog.hewi.com/en/p/90050116XA | https://catalog.hewi.com/storage/downloads/HEWI_900_50_116XA_en.pdf
900.50.11740 | HEWI Hinged support rail Duo | Duo hinged support rail, System 900 - two parallel, round gripping levels arranged on top of each other - with toilet roll holder and radio-controlled toilet flushing mechanism - right-hand version - can be folded upwards and folded downwards with braked movement - blue button (wave symbol) for triggering the toilet flushing mechanism - transmission frequency 868.4 MHz - suitable for radio-controlled toilet flushing systems made by Geberit, Friatec, Mepa, Sanit, Viega, TECE and Grohe - projection 900 mm, 210 mm high and 101 mm wide, top rail diameter 33.7 mm, bottom rail diameter 25 mm - weight capacity up to 100 kg - made of stainless steel, chrome - for mounting with non-corrosive and tested HEWI fixing materials for different wall systems (to be ordered separately) - sealing tape for sealing the fixing points is included in the scope of supply - floor supports 900.50.02040 and 900.50.02140 for retrofitting - produced in accordance with CE- and UKCA-Regulation (EU) 2017/745 on medical devices - fulfils the ÖNORM B1600/1601 requirements Article no.: HEWI 900.50.11740 | https://catalog.hewi.com/en/p/9005011740 | https://catalog.hewi.com/storage/downloads/HEWI_900_50_11740_en.pdf
900.50.11760 | HEWI Hinged support rail Duo | Duo hinged support rail, System 900 - two parallel, round gripping levels arranged on top of each other - with toilet roll holder and radio-controlled toilet flushing mechanism - right-hand version - can be folded upwards and folded downwards with braked movement - blue button (wave symbol) for triggering the toilet flushing mechanism - transmission frequency 868.4 MHz - suitable for radio-controlled toilet flushing systems made by Geberit, Friatec, Mepa, Sanit, Viega, TECE and Grohe - projection 900 mm, 210 mm high and 101 mm wide, top rail diameter 33.7 mm, bottom rail diameter 25 mm - weight capacity up to 100 kg - made of stainless steel, powder-coated in HEWI colours DX (matt white), DC (matt black) and SC (matt dark grey pearl mica) - for mounting with non-corrosive and tested HEWI fixing materials for different wall systems (to be ordered separately) - sealing tape for sealing the fixing points is included in the scope of supply - floor supports 900.50.02060 and 900.50.02160 for retrofitting - produced in accordance with CE- and UKCA-Regulation (EU) 2017/745 on medical devices - fulfils the ÖNORM B1600/1601 requirements Article no.: HEWI 900.50.11760 | https://catalog.hewi.com/en/p/9005011760 | https://catalog.hewi.com/storage/downloads/HEWI_900_50_11760_en.pdf
900.50.117XA | HEWI Hinged support rail Duo | Duo hinged support rail, System 900 - two parallel, round gripping levels arranged on top of each other - with toilet roll holder and radio-controlled toilet flushing mechanism - right-hand version - can be folded upwards and folded downwards with braked movement - blue button (wave symbol) for triggering the toilet flushing mechanism - transmission frequency 868.4 MHz - suitable for radio-controlled toilet flushing systems made by Geberit, Friatec, Mepa, Sanit, Viega, TECE and Grohe - projection 900 mm, 210 mm high and 101 mm wide, top rail diameter 33.7 mm, bottom rail diameter 25 mm - weight capacity up to 100 kg - made of stainless steel, satin - for mounting with non-corrosive and tested HEWI fixing materials for different wall systems (to be ordered separately) - sealing tape for sealing the fixing points is included in the scope of supply - floor supports 900.50.020XA and 900.50.021XA for retrofitting - produced in accordance with CE- and UKCA-Regulation (EU) 2017/745 on medical devices - fulfils the ÖNORM B1600/1601 requirements Article no.: HEWI 900.50.117XA | https://catalog.hewi.com/en/p/90050117XA | https://catalog.hewi.com/storage/downloads/HEWI_900_50_117XA_en.pdf
900.50.11840 | HEWI Hinged support rail Duo | Duo hinged support rail, System 900 - two parallel, round gripping levels arranged on top of each other - with radio-controlled toilet flushing mechanism - left-hand version - can be folded upwards and folded downwards with braked movement - blue button (wave symbol) for triggering the toilet flushing mechanism - transmission frequency 868.4 MHz - suitable for radio-controlled toilet flushing systems made by Geberit, Friatec, Mepa, Sanit, Viega, TECE and Grohe - projection 700 mm, 210 mm high and 101 mm wide, top rail diameter 33.7 mm, bottom rail diameter 25 mm - weight capacity up to 100 kg - made of stainless steel, chrome - for mounting with non-corrosive and tested HEWI fixing materials for different wall systems (to be ordered separately) - sealing tape for sealing the fixing points is included in the scope of supply - floor supports 900.50.02040 and 900.50.02140 for retrofitting - produced in accordance with CE- and UKCA-Regulation (EU) 2017/745 on medical devices - fulfils the ÖNORM B1600/1601 and SIA 500 requirements Article no.: HEWI 900.50.11840 | https://catalog.hewi.com/en/p/9005011840 | https://catalog.hewi.com/storage/downloads/HEWI_900_50_11840_en.pdf
900.50.11860 | HEWI Hinged support rail Duo | Duo hinged support rail, System 900 - two parallel, round gripping levels arranged on top of each other - with radio-controlled toilet flushing mechanism - left-hand version - can be folded upwards and folded downwards with braked movement - blue button (wave symbol) for triggering the toilet flushing mechanism - transmission frequency 868.4 MHz - suitable for radio-controlled toilet flushing systems made by Geberit, Friatec, Mepa, Sanit, Viega, TECE and Grohe - projection 700 mm, 210 mm high and 101 mm wide, top rail diameter 33.7 mm, bottom rail diameter 25 mm - weight capacity up to 100 kg - made of stainless steel, powder-coated in HEWI colours DX (matt white), DC (matt black) and SC (matt dark grey pearl mica) - for mounting with non-corrosive and tested HEWI fixing materials for different wall systems (to be ordered separately) - sealing tape for sealing the fixing points is included in the scope of supply - floor supports 900.50.02060 and 900.50.02160 for retrofitting - produced in accordance with CE- and UKCA-Regulation (EU) 2017/745 on medical devices - fulfils the ÖNORM B1600/1601 and SIA 500 requirements Article no.: HEWI 900.50.11860 | https://catalog.hewi.com/en/p/9005011860 | https://catalog.hewi.com/storage/downloads/HEWI_900_50_11860_en.pdf
900.50.118XA | HEWI Hinged support rail Duo | Duo hinged support rail, System 900 - two parallel, round gripping levels arranged on top of each other - with radio-controlled toilet flushing mechanism - left-hand version - can be folded upwards and folded downwards with braked movement - blue button (wave symbol) for triggering the toilet flushing mechanism - transmission frequency 868.4 MHz - suitable for radio-controlled toilet flushing systems made by Geberit, Friatec, Mepa, Sanit, Viega, TECE and Grohe - projection 700 mm, 210 mm high and 101 mm wide, top rail diameter 33.7 mm, bottom rail diameter 25 mm - weight capacity up to 100 kg - made of stainless steel, satin - for mounting with non-corrosive and tested HEWI fixing materials for different wall systems (to be ordered separately) - sealing tape for sealing the fixing points is included in the scope of supply - floor supports 900.50.020XA and 900.50.021XA for retrofitting - produced in accordance with CE- and UKCA-Regulation (EU) 2017/745 on medical devices - fulfils the ÖNORM B1600/1601 and SIA 500 requirements Article no.: HEWI 900.50.118XA | https://catalog.hewi.com/en/p/90050118XA | https://catalog.hewi.com/storage/downloads/HEWI_900_50_118XA_en.pdf
900.50.11940 | HEWI Hinged support rail Duo | Duo hinged support rail, System 900 - two parallel, round gripping levels arranged on top of each other - with radio-controlled toilet flushing mechanism - left-hand version - can be folded upwards and folded downwards with braked movement - blue button (wave symbol) for triggering the toilet flushing mechanism - transmission frequency 868.4 MHz - suitable for radio-controlled toilet flushing systems made by Geberit, Friatec, Mepa, Sanit, Viega, TECE and Grohe - projection 750 mm, 210 mm high and 101 mm wide, top rail diameter 33.7 mm, bottom rail diameter 25 mm - weight capacity up to 100 kg - made of stainless steel, chrome - for mounting with non-corrosive and tested HEWI fixing materials for different wall systems (to be ordered separately) - sealing tape for sealing the fixing points is included in the scope of supply - floor supports 900.50.02040 and 900.50.02140 for retrofitting - produced in accordance with CE- and UKCA-Regulation (EU) 2017/745 on medical devices - fulfils the requirements applicable in Belgium (CWATUPE, WVG Vlaanderen) regarding the projection of the hinged support rail at the toilet Article no.: HEWI 900.50.11940 | https://catalog.hewi.com/en/p/9005011940 | https://catalog.hewi.com/storage/downloads/HEWI_900_50_11940_en.pdf
900.50.11960 | HEWI Hinged support rail Duo | Duo hinged support rail, System 900 - two parallel, round gripping levels arranged on top of each other - with radio-controlled toilet flushing mechanism - left-hand version - can be folded upwards and folded downwards with braked movement - blue button (wave symbol) for triggering the toilet flushing mechanism - transmission frequency 868.4 MHz - suitable for radio-controlled toilet flushing systems made by Geberit, Friatec, Mepa, Sanit, Viega, TECE and Grohe - projection 750 mm, 210 mm high and 101 mm wide, top rail diameter 33.7 mm, bottom rail diameter 25 mm - weight capacity up to 100 kg - made of stainless steel, powder-coated in HEWI colours DX (matt white), DC (matt black) and SC (matt dark grey pearl mica) - for mounting with non-corrosive and tested HEWI fixing materials for different wall systems (to be ordered separately) - sealing tape for sealing the fixing points is included in the scope of supply - floor supports 900.50.02060 and 900.50.02160 for retrofitting - produced in accordance with CE- and UKCA-Regulation (EU) 2017/745 on medical devices - fulfils the requirements applicable in Belgium (CWATUPE, WVG Vlaanderen) regarding the projection of the hinged support rail at the toilet Article no.: HEWI 900.50.11960 | https://catalog.hewi.com/en/p/9005011960 | https://catalog.hewi.com/storage/downloads/HEWI_900_50_11960_en.pdf
900.50.119XA | HEWI Hinged support rail Duo | Duo hinged support rail, System 900 - two parallel, round gripping levels arranged on top of each other - with radio-controlled toilet flushing mechanism - left-hand version - can be folded upwards and folded downwards with braked movement - blue button (wave symbol) for triggering the toilet flushing mechanism - transmission frequency 868.4 MHz - suitable for radio-controlled toilet flushing systems made by Geberit, Friatec, Mepa, Sanit, Viega, TECE and Grohe - projection 750 mm, 210 mm high and 101 mm wide, top rail diameter 33.7 mm, bottom rail diameter 25 mm - weight capacity up to 100 kg - made of stainless steel, satin - for mounting with non-corrosive and tested HEWI fixing materials for different wall systems (to be ordered separately) - sealing tape for sealing the fixing points is included in the scope of supply - floor supports 900.50.020XA and 900.50.021XA for retrofitting - produced in accordance with CE- and UKCA-Regulation (EU) 2017/745 on medical devices - fulfils the requirements applicable in Belgium (CWATUPE, WVG Vlaanderen) regarding the projection of the hinged support rail at the toilet Article no.: HEWI 900.50.119XA | https://catalog.hewi.com/en/p/90050119XA | https://catalog.hewi.com/storage/downloads/HEWI_900_50_119XA_en.pdf
900.50.12040 | HEWI Hinged support rail Duo | Duo hinged support rail, System 900 - two parallel, round gripping levels arranged on top of each other - with radio-controlled toilet flushing mechanism - left-hand version - can be folded upwards and folded downwards with braked movement - blue button (wave symbol) for triggering the toilet flushing mechanism - transmission frequency 868.4 MHz - suitable for radio-controlled toilet flushing systems made by Geberit, Friatec, Mepa, Sanit, Viega, TECE and Grohe - projection 850 mm, 210 mm high and 101 mm wide, top rail diameter 33.7 mm, bottom rail diameter 25 mm - weight capacity up to 100 kg - made of stainless steel, chrome - for mounting with non-corrosive and tested HEWI fixing materials for different wall systems (to be ordered separately) - sealing tape for sealing the fixing points is included in the scope of supply - floor supports 900.50.02040 and 900.50.02140 for retrofitting - produced in accordance with CE- and UKCA-Regulation (EU) 2017/745 on medical devices - fulfils the DIN 18040, ÖNORM B1600/1601 and SIA 500 requirements Article no.: HEWI 900.50.12040 | https://catalog.hewi.com/en/p/9005012040 | https://catalog.hewi.com/storage/downloads/HEWI_900_50_12040_en.pdf
900.50.12060 | HEWI Hinged support rail Duo | Duo hinged support rail, System 900 - two parallel, round gripping levels arranged on top of each other - with radio-controlled toilet flushing mechanism - left-hand version - can be folded upwards and folded downwards with braked movement - blue button (wave symbol) for triggering the toilet flushing mechanism - transmission frequency 868.4 MHz - suitable for radio-controlled toilet flushing systems made by Geberit, Friatec, Mepa, Sanit, Viega, TECE and Grohe - projection 850 mm, 210 mm high and 101 mm wide, top rail diameter 33.7 mm, bottom rail diameter 25 mm - weight capacity up to 100 kg - made of stainless steel, powder-coated in HEWI colours DX (matt white), DC (matt black) and SC (matt dark grey pearl mica) - for mounting with non-corrosive and tested HEWI fixing materials for different wall systems (to be ordered separately) - sealing tape for sealing the fixing points is included in the scope of supply - floor supports 900.50.02060 and 900.50.02160 for retrofitting - produced in accordance with CE- and UKCA-Regulation (EU) 2017/745 on medical devices - fulfils the DIN 18040, ÖNORM B1600/1601 and SIA 500 requirements Article no.: HEWI 900.50.12060 | https://catalog.hewi.com/en/p/9005012060 | https://catalog.hewi.com/storage/downloads/HEWI_900_50_12060_en.pdf
900.50.120XA | HEWI Hinged support rail Duo | Duo hinged support rail, System 900 - two parallel, round gripping levels arranged on top of each other - with radio-controlled toilet flushing mechanism - left-hand version - can be folded upwards and folded downwards with braked movement - blue button (wave symbol) for triggering the toilet flushing mechanism - transmission frequency 868.4 MHz - suitable for radio-controlled toilet flushing systems made by Geberit, Friatec, Mepa, Sanit, Viega, TECE and Grohe - projection 850 mm, 210 mm high and 101 mm wide, top rail diameter 33.7 mm, bottom rail diameter 25 mm - weight capacity up to 100 kg - made of stainless steel, satin - for mounting with non-corrosive and tested HEWI fixing materials for different wall systems (to be ordered separately) - sealing tape for sealing the fixing points is included in the scope of supply - floor supports 900.50.020XA and 900.50.021XA for retrofitting - produced in accordance with CE- and UKCA-Regulation (EU) 2017/745 on medical devices - fulfils the DIN 18040, ÖNORM B1600/1601 and SIA 500 requirements Article no.: HEWI 900.50.120XA | https://catalog.hewi.com/en/p/90050120XA | https://catalog.hewi.com/storage/downloads/HEWI_900_50_120XA_en.pdf
900.50.12140 | HEWI Hinged support rail Duo | Duo hinged support rail, System 900 - two parallel, round gripping levels arranged on top of each other - with radio-controlled toilet flushing mechanism - left-hand version - can be folded upwards and folded downwards with braked movement - blue button (wave symbol) for triggering the toilet flushing mechanism - transmission frequency 868.4 MHz - suitable for radio-controlled toilet flushing systems made by Geberit, Friatec, Mepa, Sanit, Viega, TECE and Grohe - projection 900 mm, 210 mm high and 101 mm wide, top rail diameter 33.7 mm, bottom rail diameter 25 mm - weight capacity up to 100 kg - made of stainless steel, chrome - for mounting with non-corrosive and tested HEWI fixing materials for different wall systems (to be ordered separately) - sealing tape for sealing the fixing points is included in the scope of supply - floor supports 900.50.02040 and 900.50.02140 for retrofitting - produced in accordance with CE- and UKCA-Regulation (EU) 2017/745 on medical devices - fulfils the ÖNORM B1600/1601 requirements Article no.: HEWI 900.50.12140 | https://catalog.hewi.com/en/p/9005012140 | https://catalog.hewi.com/storage/downloads/HEWI_900_50_12140_en.pdf
900.50.12160 | HEWI Hinged support rail Duo | Duo hinged support rail, System 900 - two parallel, round gripping levels arranged on top of each other - with radio-controlled toilet flushing mechanism - left-hand version - can be folded upwards and folded downwards with braked movement - blue button (wave symbol) for triggering the toilet flushing mechanism - transmission frequency 868.4 MHz - suitable for radio-controlled toilet flushing systems made by Geberit, Friatec, Mepa, Sanit, Viega, TECE and Grohe - projection 900 mm, 210 mm high and 101 mm wide, top rail diameter 33.7 mm, bottom rail diameter 25 mm - weight capacity up to 100 kg - made of stainless steel, powder-coated in HEWI colours DX (matt white), DC (matt black) and SC (matt dark grey pearl mica) - for mounting with non-corrosive and tested HEWI fixing materials for different wall systems (to be ordered separately) - sealing tape for sealing the fixing points is included in the scope of supply - floor supports 900.50.02060 and 900.50.02160 for retrofitting - produced in accordance with CE- and UKCA-Regulation (EU) 2017/745 on medical devices - fulfils the ÖNORM B1600/1601 requirements Article no.: HEWI 900.50.12160 | https://catalog.hewi.com/en/p/9005012160 | https://catalog.hewi.com/storage/downloads/HEWI_900_50_12160_en.pdf
900.50.121XA | HEWI Hinged support rail Duo | Duo hinged support rail, System 900 - two parallel, round gripping levels arranged on top of each other - with radio-controlled toilet flushing mechanism - left-hand version - can be folded upwards and folded downwards with braked movement - blue button (wave symbol) for triggering the toilet flushing mechanism - transmission frequency 868.4 MHz - suitable for radio-controlled toilet flushing systems made by Geberit, Friatec, Mepa, Sanit, Viega, TECE and Grohe - projection 900 mm, 210 mm high and 101 mm wide, top rail diameter 33.7 mm, bottom rail diameter 25 mm - weight capacity up to 100 kg - made of stainless steel, satin - for mounting with non-corrosive and tested HEWI fixing materials for different wall systems (to be ordered separately) - sealing tape for sealing the fixing points is included in the scope of supply - floor supports 900.50.020XA and 900.50.021XA for retrofitting - produced in accordance with CE- and UKCA-Regulation (EU) 2017/745 on medical devices - fulfils the ÖNORM B1600/1601 requirements Article no.: HEWI 900.50.121XA | https://catalog.hewi.com/en/p/90050121XA | https://catalog.hewi.com/storage/downloads/HEWI_900_50_121XA_en.pdf
900.50.12240 | HEWI Hinged support rail Duo | Duo hinged support rail, System 900 - two parallel, round gripping levels arranged on top of each other - with radio-controlled toilet flushing mechanism - right-hand version - can be folded upwards and folded downwards with braked movement - blue button (wave symbol) for triggering the toilet flushing mechanism - transmission frequency 868.4 MHz - suitable for radio-controlled toilet flushing systems made by Geberit, Friatec, Mepa, Sanit, Viega, TECE and Grohe - projection 700 mm, 210 mm high and 101 mm wide, top rail diameter 33.7 mm, bottom rail diameter 25 mm - weight capacity up to 100 kg - made of stainless steel, chrome - for mounting with non-corrosive and tested HEWI fixing materials for different wall systems (to be ordered separately) - sealing tape for sealing the fixing points is included in the scope of supply - floor supports 900.50.02040 and 900.50.02140 for retrofitting - produced in accordance with CE- and UKCA-Regulation (EU) 2017/745 on medical devices - fulfils the ÖNORM B1600/1601 and SIA 500 requirements Article no.: HEWI 900.50.12240 | https://catalog.hewi.com/en/p/9005012240 | https://catalog.hewi.com/storage/downloads/HEWI_900_50_12240_en.pdf
900.50.12260 | HEWI Hinged support rail Duo | Duo hinged support rail, System 900 - two parallel, round gripping levels arranged on top of each other - with radio-controlled toilet flushing mechanism - right-hand version - can be folded upwards and folded downwards with braked movement - blue button (wave symbol) for triggering the toilet flushing mechanism - transmission frequency 868.4 MHz - suitable for radio-controlled toilet flushing systems made by Geberit, Friatec, Mepa, Sanit, Viega, TECE and Grohe - projection 700 mm, 210 mm high and 101 mm wide, top rail diameter 33.7 mm, bottom rail diameter 25 mm - weight capacity up to 100 kg - made of stainless steel, powder-coated in HEWI colours DX (matt white), DC (matt black) and SC (matt dark grey pearl mica) - for mounting with non-corrosive and tested HEWI fixing materials for different wall systems (to be ordered separately) - sealing tape for sealing the fixing points is included in the scope of supply - floor supports 900.50.02060 and 900.50.02160 for retrofitting - produced in accordance with CE- and UKCA-Regulation (EU) 2017/745 on medical devices - fulfils the ÖNORM B1600/1601 and SIA 500 requirements Article no.: HEWI 900.50.12260 | https://catalog.hewi.com/en/p/9005012260 | https://catalog.hewi.com/storage/downloads/HEWI_900_50_12260_en.pdf
900.50.122XA | HEWI Hinged support rail Duo | Duo hinged support rail, System 900 - two parallel, round gripping levels arranged on top of each other - with radio-controlled toilet flushing mechanism - right-hand version - can be folded upwards and folded downwards with braked movement - blue button (wave symbol) for triggering the toilet flushing mechanism - transmission frequency 868.4 MHz - suitable for radio-controlled toilet flushing systems made by Geberit, Friatec, Mepa, Sanit, Viega, TECE and Grohe - projection 700 mm, 210 mm high and 101 mm wide, top rail diameter 33.7 mm, bottom rail diameter 25 mm - weight capacity up to 100 kg - made of stainless steel, satin - for mounting with non-corrosive and tested HEWI fixing materials for different wall systems (to be ordered separately) - sealing tape for sealing the fixing points is included in the scope of supply - floor supports 900.50.020XA and 900.50.021XA for retrofitting - produced in accordance with CE- and UKCA-Regulation (EU) 2017/745 on medical devices - fulfils the ÖNORM B1600/1601 and SIA 500 requirements Article no.: HEWI 900.50.122XA | https://catalog.hewi.com/en/p/90050122XA | https://catalog.hewi.com/storage/downloads/HEWI_900_50_122XA_en.pdf
900.50.12340 | HEWI Hinged support rail Duo | Duo hinged support rail, System 900 - two parallel, round gripping levels arranged on top of each other - with radio-controlled toilet flushing mechanism - right-hand version - can be folded upwards and folded downwards with braked movement - blue button (wave symbol) for triggering the toilet flushing mechanism - transmission frequency 868.4 MHz - suitable for radio-controlled toilet flushing systems made by Geberit, Friatec, Mepa, Sanit, Viega, TECE and Grohe - projection 750 mm, 210 mm high and 101 mm wide, top rail diameter 33.7 mm, bottom rail diameter 25 mm - weight capacity up to 100 kg - made of stainless steel, chrome - for mounting with non-corrosive and tested HEWI fixing materials for different wall systems (to be ordered separately) - sealing tape for sealing the fixing points is included in the scope of supply - floor supports 900.50.02040 and 900.50.02140 for retrofitting - produced in accordance with CE- and UKCA-Regulation (EU) 2017/745 on medical devices - fulfils the requirements applicable in Belgium (CWATUPE, WVG Vlaanderen) regarding the projection of the hinged support rail at the toilet Article no.: HEWI 900.50.12340 | https://catalog.hewi.com/en/p/9005012340 | https://catalog.hewi.com/storage/downloads/HEWI_900_50_12340_en.pdf
900.50.12360 | HEWI Hinged support rail Duo | Duo hinged support rail, System 900 - two parallel, round gripping levels arranged on top of each other - with radio-controlled toilet flushing mechanism - right-hand version - can be folded upwards and folded downwards with braked movement - blue button (wave symbol) for triggering the toilet flushing mechanism - transmission frequency 868.4 MHz - suitable for radio-controlled toilet flushing systems made by Geberit, Friatec, Mepa, Sanit, Viega, TECE and Grohe - projection 750 mm, 210 mm high and 101 mm wide, top rail diameter 33.7 mm, bottom rail diameter 25 mm - weight capacity up to 100 kg - made of stainless steel, powder-coated in HEWI colours DX (matt white), DC (matt black) and SC (matt dark grey pearl mica) - for mounting with non-corrosive and tested HEWI fixing materials for different wall systems (to be ordered separately) - sealing tape for sealing the fixing points is included in the scope of supply - floor supports 900.50.02060 and 900.50.02160 for retrofitting - produced in accordance with CE- and UKCA-Regulation (EU) 2017/745 on medical devices - fulfils the requirements applicable in Belgium (CWATUPE, WVG Vlaanderen) regarding the projection of the hinged support rail at the toilet Article no.: HEWI 900.50.12360 | https://catalog.hewi.com/en/p/9005012360 | https://catalog.hewi.com/storage/downloads/HEWI_900_50_12360_en.pdf
900.50.123XA | HEWI Hinged support rail Duo | Duo hinged support rail, System 900 - two parallel, round gripping levels arranged on top of each other - with radio-controlled toilet flushing mechanism - right-hand version - can be folded upwards and folded downwards with braked movement - blue button (wave symbol) for triggering the toilet flushing mechanism - transmission frequency 868.4 MHz - suitable for radio-controlled toilet flushing systems made by Geberit, Friatec, Mepa, Sanit, Viega, TECE and Grohe - projection 750 mm, 210 mm high and 101 mm wide, top rail diameter 33.7 mm, bottom rail diameter 25 mm - weight capacity up to 100 kg - made of stainless steel, satin - for mounting with non-corrosive and tested HEWI fixing materials for different wall systems (to be ordered separately) - sealing tape for sealing the fixing points is included in the scope of supply - floor supports 900.50.020XA and 900.50.021XA for retrofitting - produced in accordance with CE- and UKCA-Regulation (EU) 2017/745 on medical devices - fulfils the requirements applicable in Belgium (CWATUPE, WVG Vlaanderen) regarding the projection of the hinged support rail at the toilet Article no.: HEWI 900.50.123XA | https://catalog.hewi.com/en/p/90050123XA | https://catalog.hewi.com/storage/downloads/HEWI_900_50_123XA_en.pdf
900.50.12440 | HEWI Hinged support rail Duo | Duo hinged support rail, System 900 - two parallel, round gripping levels arranged on top of each other - with radio-controlled toilet flushing mechanism - right-hand version - can be folded upwards and folded downwards with braked movement - blue button (wave symbol) for triggering the toilet flushing mechanism - transmission frequency 868.4 MHz - suitable for radio-controlled toilet flushing systems made by Geberit, Friatec, Mepa, Sanit, Viega, TECE and Grohe - projection 850 mm, 210 mm high and 101 mm wide, top rail diameter 33.7 mm, bottom rail diameter 25 mm - weight capacity up to 100 kg - made of stainless steel, chrome - for mounting with non-corrosive and tested HEWI fixing materials for different wall systems (to be ordered separately) - sealing tape for sealing the fixing points is included in the scope of supply - floor supports 900.50.02040 and 900.50.02140 for retrofitting - produced in accordance with CE- and UKCA-Regulation (EU) 2017/745 on medical devices - fulfils the DIN 18040, ÖNORM B1600/1601 and SIA 500 requirements Article no.: HEWI 900.50.12440 | https://catalog.hewi.com/en/p/9005012440 | https://catalog.hewi.com/storage/downloads/HEWI_900_50_12440_en.pdf
900.50.12460 | HEWI Hinged support rail Duo | Duo hinged support rail, System 900 - two parallel, round gripping levels arranged on top of each other - with radio-controlled toilet flushing mechanism - right-hand version - can be folded upwards and folded downwards with braked movement - blue button (wave symbol) for triggering the toilet flushing mechanism - transmission frequency 868.4 MHz - suitable for radio-controlled toilet flushing systems made by Geberit, Friatec, Mepa, Sanit, Viega, TECE and Grohe - projection 850 mm, 210 mm high and 101 mm wide, top rail diameter 33.7 mm, bottom rail diameter 25 mm - weight capacity up to 100 kg - made of stainless steel, powder-coated in HEWI colours DX (matt white), DC (matt black) and SC (matt dark grey pearl mica) - for mounting with non-corrosive and tested HEWI fixing materials for different wall systems (to be ordered separately) - sealing tape for sealing the fixing points is included in the scope of supply - floor supports 900.50.02060 and 900.50.02160 for retrofitting - produced in accordance with CE- and UKCA-Regulation (EU) 2017/745 on medical devices - fulfils the DIN 18040, ÖNORM B1600/1601 and SIA 500 requirements Article no.: HEWI 900.50.12460 | https://catalog.hewi.com/en/p/9005012460 | https://catalog.hewi.com/storage/downloads/HEWI_900_50_12460_en.pdf
900.50.124XA | HEWI Hinged support rail Duo | Duo hinged support rail, System 900 - two parallel, round gripping levels arranged on top of each other - with radio-controlled toilet flushing mechanism - right-hand version - can be folded upwards and folded downwards with braked movement - blue button (wave symbol) for triggering the toilet flushing mechanism - transmission frequency 868.4 MHz - suitable for radio-controlled toilet flushing systems made by Geberit, Friatec, Mepa, Sanit, Viega, TECE and Grohe - projection 850 mm, 210 mm high and 101 mm wide, top rail diameter 33.7 mm, bottom rail diameter 25 mm - weight capacity up to 100 kg - made of stainless steel, satin - for mounting with non-corrosive and tested HEWI fixing materials for different wall systems (to be ordered separately) - sealing tape for sealing the fixing points is included in the scope of supply - floor supports 900.50.020XA and 900.50.021XA for retrofitting - produced in accordance with CE- and UKCA-Regulation (EU) 2017/745 on medical devices - fulfils the DIN 18040, ÖNORM B1600/1601 and SIA 500 requirements Article no.: HEWI 900.50.124XA | https://catalog.hewi.com/en/p/90050124XA | https://catalog.hewi.com/storage/downloads/HEWI_900_50_124XA_en.pdf
900.50.12540 | HEWI Hinged support rail Duo | Duo hinged support rail, System 900 - two parallel, round gripping levels arranged on top of each other - with radio-controlled toilet flushing mechanism - right-hand version - can be folded upwards and folded downwards with braked movement - blue button (wave symbol) for triggering the toilet flushing mechanism - transmission frequency 868.4 MHz - suitable for radio-controlled toilet flushing systems made by Geberit, Friatec, Mepa, Sanit, Viega, TECE and Grohe - projection 900 mm, 210 mm high and 101 mm wide, top rail diameter 33.7 mm, bottom rail diameter 25 mm - weight capacity up to 100 kg - made of stainless steel, chrome - for mounting with non-corrosive and tested HEWI fixing materials for different wall systems (to be ordered separately) - sealing tape for sealing the fixing points is included in the scope of supply - floor supports 900.50.02040 and 900.50.02140 for retrofitting - produced in accordance with CE- and UKCA-Regulation (EU) 2017/745 on medical devices - fulfils the ÖNORM B1600/1601 requirements Article no.: HEWI 900.50.12540 | https://catalog.hewi.com/en/p/9005012540 | https://catalog.hewi.com/storage/downloads/HEWI_900_50_12540_en.pdf
900.50.12560 | HEWI Hinged support rail Duo | Duo hinged support rail, System 900 - two parallel, round gripping levels arranged on top of each other - with radio-controlled toilet flushing mechanism - right-hand version - can be folded upwards and folded downwards with braked movement - blue button (wave symbol) for triggering the toilet flushing mechanism - transmission frequency 868.4 MHz - suitable for radio-controlled toilet flushing systems made by Geberit, Friatec, Mepa, Sanit, Viega, TECE and Grohe - projection 900 mm, 210 mm high and 101 mm wide, top rail diameter 33.7 mm, bottom rail diameter 25 mm - weight capacity up to 100 kg - made of stainless steel, powder-coated in HEWI colours DX (matt white), DC (matt black) and SC (matt dark grey pearl mica) - for mounting with non-corrosive and tested HEWI fixing materials for different wall systems (to be ordered separately) - sealing tape for sealing the fixing points is included in the scope of supply - floor supports 900.50.02060 and 900.50.02160 for retrofitting - produced in accordance with CE- and UKCA-Regulation (EU) 2017/745 on medical devices - fulfils the ÖNORM B1600/1601 requirements Article no.: HEWI 900.50.12560 | https://catalog.hewi.com/en/p/9005012560 | https://catalog.hewi.com/storage/downloads/HEWI_900_50_12560_en.pdf
900.50.125XA | HEWI Hinged support rail Duo | Duo hinged support rail, System 900 - two parallel, round gripping levels arranged on top of each other - with radio-controlled toilet flushing mechanism - right-hand version - can be folded upwards and folded downwards with braked movement - blue button (wave symbol) for triggering the toilet flushing mechanism - transmission frequency 868.4 MHz - suitable for radio-controlled toilet flushing systems made by Geberit, Friatec, Mepa, Sanit, Viega, TECE and Grohe - projection 900 mm, 210 mm high and 101 mm wide, top rail diameter 33.7 mm, bottom rail diameter 25 mm - weight capacity up to 100 kg - made of stainless steel, satin - for mounting with non-corrosive and tested HEWI fixing materials for different wall systems (to be ordered separately) - sealing tape for sealing the fixing points is included in the scope of supply - floor supports 900.50.020XA and 900.50.021XA for retrofitting - produced in accordance with CE- and UKCA-Regulation (EU) 2017/745 on medical devices - fulfils the ÖNORM B1600/1601 requirements Article no.: HEWI 900.50.125XA | https://catalog.hewi.com/en/p/90050125XA | https://catalog.hewi.com/storage/downloads/HEWI_900_50_125XA_en.pdf
900.50.12640 | HEWI Hinged support rail Duo | Duo hinged support rail, System 900 - two parallel, round gripping levels arranged on top of each other - with toilet roll holder and toilet flushing mechanism (model E) - left-hand version - can be folded upwards and folded downwards with braked movement - blue button (wave symbol) for triggering the toilet flushing mechanism - cable with bare wire ends for wall connection - including white cover for flush-mounted box - control voltage max. 30 V = SELV, PELV, switching current up to max. 2 A - suitable for all standard concealed cisterns with electrical control - projection 700 mm, 210 mm high and 101 mm wide, top rail diameter 33.7 mm, bottom rail diameter 25 mm - weight capacity up to 100 kg - made of stainless steel, chrome - for mounting with non-corrosive and tested HEWI fixing materials for different wall systems (to be ordered separately) - sealing tape for sealing the fixing points is included in the scope of supply - floor supports 900.50.02040 and 900.50.02140 for retrofitting - produced in accordance with CE- and UKCA-Regulation (EU) 2017/745 on medical devices - fulfils the ÖNORM B1600/1601 and SIA 500 requirements Article no.: HEWI 900.50.12640 | https://catalog.hewi.com/en/p/9005012640 | https://catalog.hewi.com/storage/downloads/HEWI_900_50_12640_en.pdf
900.50.12660 | HEWI Hinged support rail Duo | Duo hinged support rail, System 900 - two parallel, round gripping levels arranged on top of each other - with toilet roll holder and toilet flushing mechanism (model E) - left-hand version - can be folded upwards and folded downwards with braked movement - blue button (wave symbol) for triggering the toilet flushing mechanism - cable with bare wire ends for wall connection - including white cover for flush-mounted box - control voltage max. 30 V = SELV, PELV, switching current up to max. 2 A - suitable for all standard concealed cisterns with electrical control - projection 700 mm, 210 mm high and 101 mm wide, top rail diameter 33.7 mm, bottom rail diameter 25 mm - weight capacity up to 100 kg - made of stainless steel, powder-coated in HEWI colours DX (matt white), DC (matt black) and SC (matt dark grey pearl mica) - for mounting with non-corrosive and tested HEWI fixing materials for different wall systems (to be ordered separately) - sealing tape for sealing the fixing points is included in the scope of supply - floor supports 900.50.02060 and 900.50.02160 for retrofitting - produced in accordance with CE- and UKCA-Regulation (EU) 2017/745 on medical devices - fulfils the ÖNORM B1600/1601 and SIA 500 requirements Article no.: HEWI 900.50.12660 | https://catalog.hewi.com/en/p/9005012660 | https://catalog.hewi.com/storage/downloads/HEWI_900_50_12660_en.pdf
900.50.126XA | HEWI Hinged support rail Duo | Duo hinged support rail, System 900 - two parallel, round gripping levels arranged on top of each other - with toilet roll holder and toilet flushing mechanism (model E) - left-hand version - can be folded upwards and folded downwards with braked movement - blue button (wave symbol) for triggering the toilet flushing mechanism - cable with bare wire ends for wall connection - including white cover for flush-mounted box - control voltage max. 30 V = SELV, PELV, switching current up to max. 2 A - suitable for all standard concealed cisterns with electrical control - projection 700 mm, 210 mm high and 101 mm wide, top rail diameter 33.7 mm, bottom rail diameter 25 mm - weight capacity up to 100 kg - made of stainless steel, satin - for mounting with non-corrosive and tested HEWI fixing materials for different wall systems (to be ordered separately) - sealing tape for sealing the fixing points is included in the scope of supply - floor supports 900.50.020XA and 900.50.021XA for retrofitting - produced in accordance with CE- and UKCA-Regulation (EU) 2017/745 on medical devices - fulfils the ÖNORM B1600/1601 and SIA 500 requirements Article no.: HEWI 900.50.126XA | https://catalog.hewi.com/en/p/90050126XA | https://catalog.hewi.com/storage/downloads/HEWI_900_50_126XA_en.pdf
900.50.12740 | HEWI Hinged support rail Duo | Duo hinged support rail, System 900 - two parallel, round gripping levels arranged on top of each other - with toilet roll holder and toilet flushing mechanism (model E) - left-hand version - can be folded upwards and folded downwards with braked movement - blue button (wave symbol) for triggering the toilet flushing mechanism - cable with bare wire ends for wall connection - including white cover for flush-mounted box - control voltage max. 30 V = SELV, PELV, switching current up to max. 2 A - suitable for all standard concealed cisterns with electrical control - projection 750 mm, 210 mm high and 101 mm wide, top rail diameter 33.7 mm, bottom rail diameter 25 mm - weight capacity up to 100 kg - made of stainless steel, chrome - for mounting with non-corrosive and tested HEWI fixing materials for different wall systems (to be ordered separately) - sealing tape for sealing the fixing points is included in the scope of supply - floor supports 900.50.02040 and 900.50.02140 for retrofitting - produced in accordance with CE- and UKCA-Regulation (EU) 2017/745 on medical devices - fulfils the requirements applicable in Belgium (CWATUPE, WVG Vlaanderen) regarding the projection of the hinged support rail at the toilet Article no.: HEWI 900.50.12740 | https://catalog.hewi.com/en/p/9005012740 | https://catalog.hewi.com/storage/downloads/HEWI_900_50_12740_en.pdf
900.50.12760 | HEWI Hinged support rail Duo | Duo hinged support rail, System 900 - two parallel, round gripping levels arranged on top of each other - with toilet roll holder and toilet flushing mechanism (model E) - left-hand version - can be folded upwards and folded downwards with braked movement - blue button (wave symbol) for triggering the toilet flushing mechanism - cable with bare wire ends for wall connection - including white cover for flush-mounted box - control voltage max. 30 V = SELV, PELV, switching current up to max. 2 A - suitable for all standard concealed cisterns with electrical control - projection 750 mm, 210 mm high and 101 mm wide, top rail diameter 33.7 mm, bottom rail diameter 25 mm - weight capacity up to 100 kg - made of stainless steel, powder-coated in HEWI colours DX (matt white), DC (matt black) and SC (matt dark grey pearl mica) - for mounting with non-corrosive and tested HEWI fixing materials for different wall systems (to be ordered separately) - sealing tape for sealing the fixing points is included in the scope of supply - floor supports 900.50.02060 and 900.50.02160 for retrofitting - produced in accordance with CE- and UKCA-Regulation (EU) 2017/745 on medical devices - fulfils the requirements applicable in Belgium (CWATUPE, WVG Vlaanderen) regarding the projection of the hinged support rail at the toilet Article no.: HEWI 900.50.12760 | https://catalog.hewi.com/en/p/9005012760 | https://catalog.hewi.com/storage/downloads/HEWI_900_50_12760_en.pdf
900.50.127XA | HEWI Hinged support rail Duo | Duo hinged support rail, System 900 - two parallel, round gripping levels arranged on top of each other - with toilet roll holder and toilet flushing mechanism (model E) - left-hand version - can be folded upwards and folded downwards with braked movement - blue button (wave symbol) for triggering the toilet flushing mechanism - cable with bare wire ends for wall connection - including white cover for flush-mounted box - control voltage max. 30 V = SELV, PELV, switching current up to max. 2 A - suitable for all standard concealed cisterns with electrical control - projection 750 mm, 210 mm high and 101 mm wide, top rail diameter 33.7 mm, bottom rail diameter 25 mm - weight capacity up to 100 kg - made of stainless steel, satin - for mounting with non-corrosive and tested HEWI fixing materials for different wall systems (to be ordered separately) - sealing tape for sealing the fixing points is included in the scope of supply - floor supports 900.50.020XA and 900.50.021XA for retrofitting - produced in accordance with CE- and UKCA-Regulation (EU) 2017/745 on medical devices - fulfils the requirements applicable in Belgium (CWATUPE, WVG Vlaanderen) regarding the projection of the hinged support rail at the toilet Article no.: HEWI 900.50.127XA | https://catalog.hewi.com/en/p/90050127XA | https://catalog.hewi.com/storage/downloads/HEWI_900_50_127XA_en.pdf
900.50.12840 | HEWI Hinged support rail Duo | Duo hinged support rail, System 900 - two parallel, round gripping levels arranged on top of each other - with toilet roll holder and toilet flushing mechanism (model E) - left-hand version - can be folded upwards and folded downwards with braked movement - blue button (wave symbol) for triggering the toilet flushing mechanism - cable with bare wire ends for wall connection - including white cover for flush-mounted box - control voltage max. 30 V = SELV, PELV, switching current up to max. 2 A - suitable for all standard concealed cisterns with electrical control - projection 850 mm, 210 mm high and 101 mm wide, top rail diameter 33.7 mm, bottom rail diameter 25 mm - weight capacity up to 100 kg - made of stainless steel, chrome - for mounting with non-corrosive and tested HEWI fixing materials for different wall systems (to be ordered separately) - sealing tape for sealing the fixing points is included in the scope of supply - floor supports 900.50.02040 and 900.50.02140 for retrofitting - produced in accordance with CE- and UKCA-Regulation (EU) 2017/745 on medical devices - fulfils the DIN 18040, ÖNORM B1600/1601 and SIA 500 requirements Article no.: HEWI 900.50.12840 | https://catalog.hewi.com/en/p/9005012840 | https://catalog.hewi.com/storage/downloads/HEWI_900_50_12840_en.pdf
900.50.12860 | HEWI Hinged support rail Duo | Duo hinged support rail, System 900 - two parallel, round gripping levels arranged on top of each other - with toilet roll holder and toilet flushing mechanism (model E) - left-hand version - can be folded upwards and folded downwards with braked movement - blue button (wave symbol) for triggering the toilet flushing mechanism - cable with bare wire ends for wall connection - including white cover for flush-mounted box - control voltage max. 30 V = SELV, PELV, switching current up to max. 2 A - suitable for all standard concealed cisterns with electrical control - projection 850 mm, 210 mm high and 101 mm wide, top rail diameter 33.7 mm, bottom rail diameter 25 mm - weight capacity up to 100 kg - made of stainless steel, powder-coated in HEWI colours DX (matt white), DC (matt black) and SC (matt dark grey pearl mica) - for mounting with non-corrosive and tested HEWI fixing materials for different wall systems (to be ordered separately) - sealing tape for sealing the fixing points is included in the scope of supply - floor supports 900.50.02060 and 900.50.02160 for retrofitting - produced in accordance with CE- and UKCA-Regulation (EU) 2017/745 on medical devices - fulfils the DIN 18040, ÖNORM B1600/1601 and SIA 500 requirements Article no.: HEWI 900.50.12860 | https://catalog.hewi.com/en/p/9005012860 | https://catalog.hewi.com/storage/downloads/HEWI_900_50_12860_en.pdf
900.50.128XA | HEWI Hinged support rail Duo | Duo hinged support rail, System 900 - two parallel, round gripping levels arranged on top of each other - with toilet roll holder and toilet flushing mechanism (model E) - left-hand version - can be folded upwards and folded downwards with braked movement - blue button (wave symbol) for triggering the toilet flushing mechanism - cable with bare wire ends for wall connection - including white cover for flush-mounted box - control voltage max. 30 V = SELV, PELV, switching current up to max. 2 A - suitable for all standard concealed cisterns with electrical control - projection 850 mm, 210 mm high and 101 mm wide, top rail diameter 33.7 mm, bottom rail diameter 25 mm - weight capacity up to 100 kg - made of stainless steel, satin - for mounting with non-corrosive and tested HEWI fixing materials for different wall systems (to be ordered separately) - sealing tape for sealing the fixing points is included in the scope of supply - floor supports 900.50.020XA and 900.50.021XA for retrofitting - produced in accordance with CE- and UKCA-Regulation (EU) 2017/745 on medical devices - fulfils the DIN 18040, ÖNORM B1600/1601 and SIA 500 requirements Article no.: HEWI 900.50.128XA | https://catalog.hewi.com/en/p/90050128XA | https://catalog.hewi.com/storage/downloads/HEWI_900_50_128XA_en.pdf
900.50.12940 | HEWI Hinged support rail Duo | Duo hinged support rail, System 900 - two parallel, round gripping levels arranged on top of each other - with toilet roll holder and toilet flushing mechanism (model E) - left-hand version - can be folded upwards and folded downwards with braked movement - blue button (wave symbol) for triggering the toilet flushing mechanism - cable with bare wire ends for wall connection - including white cover for flush-mounted box - control voltage max. 30 V = SELV, PELV, switching current up to max. 2 A - suitable for all standard concealed cisterns with electrical control - projection 900 mm, 210 mm high and 101 mm wide, top rail diameter 33.7 mm, bottom rail diameter 25 mm - weight capacity up to 100 kg - made of stainless steel, chrome - for mounting with non-corrosive and tested HEWI fixing materials for different wall systems (to be ordered separately) - sealing tape for sealing the fixing points is included in the scope of supply - floor supports 900.50.02040 and 900.50.02140 for retrofitting - produced in accordance with CE- and UKCA-Regulation (EU) 2017/745 on medical devices - fulfils the ÖNORM B1600/1601 requirements Article no.: HEWI 900.50.12940 | https://catalog.hewi.com/en/p/9005012940 | https://catalog.hewi.com/storage/downloads/HEWI_900_50_12940_en.pdf
900.50.12960 | HEWI Hinged support rail Duo | Duo hinged support rail, System 900 - two parallel, round gripping levels arranged on top of each other - with toilet roll holder and toilet flushing mechanism (model E) - left-hand version - can be folded upwards and folded downwards with braked movement - blue button (wave symbol) for triggering the toilet flushing mechanism - cable with bare wire ends for wall connection - including white cover for flush-mounted box - control voltage max. 30 V = SELV, PELV, switching current up to max. 2 A - suitable for all standard concealed cisterns with electrical control - projection 900 mm, 210 mm high and 101 mm wide, top rail diameter 33.7 mm, bottom rail diameter 25 mm - weight capacity up to 100 kg - made of stainless steel, powder-coated in HEWI colours DX (matt white), DC (matt black) and SC (matt dark grey pearl mica) - for mounting with non-corrosive and tested HEWI fixing materials for different wall systems (to be ordered separately) - sealing tape for sealing the fixing points is included in the scope of supply - floor supports 900.50.02060 and 900.50.02160 for retrofitting - produced in accordance with CE- and UKCA-Regulation (EU) 2017/745 on medical devices - fulfils the ÖNORM B1600/1601 requirements Article no.: HEWI 900.50.12960 | https://catalog.hewi.com/en/p/9005012960 | https://catalog.hewi.com/storage/downloads/HEWI_900_50_12960_en.pdf
900.50.129XA | HEWI Hinged support rail Duo | Duo hinged support rail, System 900 - two parallel, round gripping levels arranged on top of each other - with toilet roll holder and toilet flushing mechanism (model E) - left-hand version - can be folded upwards and folded downwards with braked movement - blue button (wave symbol) for triggering the toilet flushing mechanism - cable with bare wire ends for wall connection - including white cover for flush-mounted box - control voltage max. 30 V = SELV, PELV, switching current up to max. 2 A - suitable for all standard concealed cisterns with electrical control - projection 900 mm, 210 mm high and 101 mm wide, top rail diameter 33.7 mm, bottom rail diameter 25 mm - weight capacity up to 100 kg - made of stainless steel, satin - for mounting with non-corrosive and tested HEWI fixing materials for different wall systems (to be ordered separately) - sealing tape for sealing the fixing points is included in the scope of supply - floor supports 900.50.020XA and 900.50.021XA for retrofitting - produced in accordance with CE- and UKCA-Regulation (EU) 2017/745 on medical devices - fulfils the ÖNORM B1600/1601 requirements Article no.: HEWI 900.50.129XA | https://catalog.hewi.com/en/p/90050129XA | https://catalog.hewi.com/storage/downloads/HEWI_900_50_129XA_en.pdf
900.50.13040 | HEWI Hinged support rail Duo | Duo hinged support rail, System 900 - two parallel, round gripping levels arranged on top of each other - with toilet roll holder and toilet flushing mechanism (model E) - right-hand version - can be folded upwards and folded downwards with braked movement - blue button (wave symbol) for triggering the toilet flushing mechanism - cable with bare wire ends for wall connection - including white cover for flush-mounted box - control voltage max. 30 V = SELV, PELV, switching current up to max. 2 A - suitable for all standard concealed cisterns with electrical control - projection 700 mm, 210 mm high and 101 mm wide, top rail diameter 33.7 mm, bottom rail diameter 25 mm - weight capacity up to 100 kg - made of stainless steel, chrome - for mounting with non-corrosive and tested HEWI fixing materials for different wall systems (to be ordered separately) - sealing tape for sealing the fixing points is included in the scope of supply - floor supports 900.50.02040 and 900.50.02140 for retrofitting - produced in accordance with CE- and UKCA-Regulation (EU) 2017/745 on medical devices - fulfils the ÖNORM B1600/1601 and SIA 500 requirements Article no.: HEWI 900.50.13040 | https://catalog.hewi.com/en/p/9005013040 | https://catalog.hewi.com/storage/downloads/HEWI_900_50_13040_en.pdf
900.50.13060 | HEWI Hinged support rail Duo | Duo hinged support rail, System 900 - two parallel, round gripping levels arranged on top of each other - with toilet roll holder and toilet flushing mechanism (model E) - right-hand version - can be folded upwards and folded downwards with braked movement - blue button (wave symbol) for triggering the toilet flushing mechanism - cable with bare wire ends for wall connection - including white cover for flush-mounted box - control voltage max. 30 V = SELV, PELV, switching current up to max. 2 A - suitable for all standard concealed cisterns with electrical control - projection 700 mm, 210 mm high and 101 mm wide, top rail diameter 33.7 mm, bottom rail diameter 25 mm - weight capacity up to 100 kg - made of stainless steel, powder-coated in HEWI colours DX (matt white), DC (matt black) and SC (matt dark grey pearl mica) - for mounting with non-corrosive and tested HEWI fixing materials for different wall systems (to be ordered separately) - sealing tape for sealing the fixing points is included in the scope of supply - floor supports 900.50.02060 and 900.50.02160 for retrofitting - produced in accordance with CE- and UKCA-Regulation (EU) 2017/745 on medical devices - fulfils the ÖNORM B1600/1601 and SIA 500 requirements Article no.: HEWI 900.50.13060 | https://catalog.hewi.com/en/p/9005013060 | https://catalog.hewi.com/storage/downloads/HEWI_900_50_13060_en.pdf
900.50.130XA | HEWI Hinged support rail Duo | Duo hinged support rail, System 900 - two parallel, round gripping levels arranged on top of each other - with toilet roll holder and toilet flushing mechanism (model E) - right-hand version - can be folded upwards and folded downwards with braked movement - blue button (wave symbol) for triggering the toilet flushing mechanism - cable with bare wire ends for wall connection - including white cover for flush-mounted box - control voltage max. 30 V = SELV, PELV, switching current up to max. 2 A - suitable for all standard concealed cisterns with electrical control - projection 700 mm, 210 mm high and 101 mm wide, top rail diameter 33.7 mm, bottom rail diameter 25 mm - weight capacity up to 100 kg - made of stainless steel, satin - for mounting with non-corrosive and tested HEWI fixing materials for different wall systems (to be ordered separately) - sealing tape for sealing the fixing points is included in the scope of supply - floor supports 900.50.020XA and 900.50.021XA for retrofitting - produced in accordance with CE- and UKCA-Regulation (EU) 2017/745 on medical devices - fulfils the ÖNORM B1600/1601 and SIA 500 requirements Article no.: HEWI 900.50.130XA | https://catalog.hewi.com/en/p/90050130XA | https://catalog.hewi.com/storage/downloads/HEWI_900_50_130XA_en.pdf
900.50.13140 | HEWI Hinged support rail Duo | Duo hinged support rail, System 900 - two parallel, round gripping levels arranged on top of each other - with toilet roll holder and toilet flushing mechanism (model E) - right-hand version - can be folded upwards and folded downwards with braked movement - blue button (wave symbol) for triggering the toilet flushing mechanism - cable with bare wire ends for wall connection - including white cover for flush-mounted box - control voltage max. 30 V = SELV, PELV, switching current up to max. 2 A - suitable for all standard concealed cisterns with electrical control - projection 750 mm, 210 mm high and 101 mm wide, top rail diameter 33.7 mm, bottom rail diameter 25 mm - weight capacity up to 100 kg - made of stainless steel, chrome - for mounting with non-corrosive and tested HEWI fixing materials for different wall systems (to be ordered separately) - sealing tape for sealing the fixing points is included in the scope of supply - floor supports 900.50.02040 and 900.50.02140 for retrofitting - produced in accordance with CE- and UKCA-Regulation (EU) 2017/745 on medical devices - fulfils the requirements applicable in Belgium (CWATUPE, WVG Vlaanderen) regarding the projection of the hinged support rail at the toilet Article no.: HEWI 900.50.13140 | https://catalog.hewi.com/en/p/9005013140 | https://catalog.hewi.com/storage/downloads/HEWI_900_50_13140_en.pdf
900.50.13160 | HEWI Hinged support rail Duo | Duo hinged support rail, System 900 - two parallel, round gripping levels arranged on top of each other - with toilet roll holder and toilet flushing mechanism (model E) - right-hand version - can be folded upwards and folded downwards with braked movement - blue button (wave symbol) for triggering the toilet flushing mechanism - cable with bare wire ends for wall connection - including white cover for flush-mounted box - control voltage max. 30 V = SELV, PELV, switching current up to max. 2 A - suitable for all standard concealed cisterns with electrical control - projection 750 mm, 210 mm high and 101 mm wide, top rail diameter 33.7 mm, bottom rail diameter 25 mm - weight capacity up to 100 kg - made of stainless steel, powder-coated in HEWI colours DX (matt white), DC (matt black) and SC (matt dark grey pearl mica) - for mounting with non-corrosive and tested HEWI fixing materials for different wall systems (to be ordered separately) - sealing tape for sealing the fixing points is included in the scope of supply - floor supports 900.50.02060 and 900.50.02160 for retrofitting - produced in accordance with CE- and UKCA-Regulation (EU) 2017/745 on medical devices - fulfils the requirements applicable in Belgium (CWATUPE, WVG Vlaanderen) regarding the projection of the hinged support rail at the toilet Article no.: HEWI 900.50.13160 | https://catalog.hewi.com/en/p/9005013160 | https://catalog.hewi.com/storage/downloads/HEWI_900_50_13160_en.pdf
900.50.131XA | HEWI Hinged support rail Duo | Duo hinged support rail, System 900 - two parallel, round gripping levels arranged on top of each other - with toilet roll holder and toilet flushing mechanism (model E) - right-hand version - can be folded upwards and folded downwards with braked movement - blue button (wave symbol) for triggering the toilet flushing mechanism - cable with bare wire ends for wall connection - including white cover for flush-mounted box - control voltage max. 30 V = SELV, PELV, switching current up to max. 2 A - suitable for all standard concealed cisterns with electrical control - projection 750 mm, 210 mm high and 101 mm wide, top rail diameter 33.7 mm, bottom rail diameter 25 mm - weight capacity up to 100 kg - made of stainless steel, satin - for mounting with non-corrosive and tested HEWI fixing materials for different wall systems (to be ordered separately) - sealing tape for sealing the fixing points is included in the scope of supply - floor supports 900.50.020XA and 900.50.021XA for retrofitting - produced in accordance with CE- and UKCA-Regulation (EU) 2017/745 on medical devices - fulfils the requirements applicable in Belgium (CWATUPE, WVG Vlaanderen) regarding the projection of the hinged support rail at the toilet Article no.: HEWI 900.50.131XA | https://catalog.hewi.com/en/p/90050131XA | https://catalog.hewi.com/storage/downloads/HEWI_900_50_131XA_en.pdf
900.50.13240 | HEWI Hinged support rail Duo | Duo hinged support rail, System 900 - two parallel, round gripping levels arranged on top of each other - with toilet roll holder and toilet flushing mechanism (model E) - right-hand version - can be folded upwards and folded downwards with braked movement - blue button (wave symbol) for triggering the toilet flushing mechanism - cable with bare wire ends for wall connection - including white cover for flush-mounted box - control voltage max. 30 V = SELV, PELV, switching current up to max. 2 A - suitable for all standard concealed cisterns with electrical control - projection 850 mm, 210 mm high and 101 mm wide, top rail diameter 33.7 mm, bottom rail diameter 25 mm - weight capacity up to 100 kg - made of stainless steel, chrome - for mounting with non-corrosive and tested HEWI fixing materials for different wall systems (to be ordered separately) - sealing tape for sealing the fixing points is included in the scope of supply - floor supports 900.50.02040 and 900.50.02140 for retrofitting - produced in accordance with CE- and UKCA-Regulation (EU) 2017/745 on medical devices - fulfils the DIN 18040, ÖNORM B1600/1601 and SIA 500 requirements Article no.: HEWI 900.50.13240 | https://catalog.hewi.com/en/p/9005013240 | https://catalog.hewi.com/storage/downloads/HEWI_900_50_13240_en.pdf
900.50.13260 | HEWI Hinged support rail Duo | Duo hinged support rail, System 900 - two parallel, round gripping levels arranged on top of each other - with toilet roll holder and toilet flushing mechanism (model E) - right-hand version - can be folded upwards and folded downwards with braked movement - blue button (wave symbol) for triggering the toilet flushing mechanism - cable with bare wire ends for wall connection - including white cover for flush-mounted box - control voltage max. 30 V = SELV, PELV, switching current up to max. 2 A - suitable for all standard concealed cisterns with electrical control - projection 850 mm, 210 mm high and 101 mm wide, top rail diameter 33.7 mm, bottom rail diameter 25 mm - weight capacity up to 100 kg - made of stainless steel, powder-coated in HEWI colours DX (matt white), DC (matt black) and SC (matt dark grey pearl mica) - for mounting with non-corrosive and tested HEWI fixing materials for different wall systems (to be ordered separately) - sealing tape for sealing the fixing points is included in the scope of supply - floor supports 900.50.02060 and 900.50.02160 for retrofitting - produced in accordance with CE- and UKCA-Regulation (EU) 2017/745 on medical devices - fulfils the DIN 18040, ÖNORM B1600/1601 and SIA 500 requirements Article no.: HEWI 900.50.13260 | https://catalog.hewi.com/en/p/9005013260 | https://catalog.hewi.com/storage/downloads/HEWI_900_50_13260_en.pdf
900.50.132XA | HEWI Hinged support rail Duo | Duo hinged support rail, System 900 - two parallel, round gripping levels arranged on top of each other - with toilet roll holder and toilet flushing mechanism (model E) - right-hand version - can be folded upwards and folded downwards with braked movement - blue button (wave symbol) for triggering the toilet flushing mechanism - cable with bare wire ends for wall connection - including white cover for flush-mounted box - control voltage max. 30 V = SELV, PELV, switching current up to max. 2 A - suitable for all standard concealed cisterns with electrical control - projection 850 mm, 210 mm high and 101 mm wide, top rail diameter 33.7 mm, bottom rail diameter 25 mm - weight capacity up to 100 kg - made of stainless steel, satin - for mounting with non-corrosive and tested HEWI fixing materials for different wall systems (to be ordered separately) - sealing tape for sealing the fixing points is included in the scope of supply - floor supports 900.50.020XA and 900.50.021XA for retrofitting - produced in accordance with CE- and UKCA-Regulation (EU) 2017/745 on medical devices - fulfils the DIN 18040, ÖNORM B1600/1601 and SIA 500 requirements Article no.: HEWI 900.50.132XA | https://catalog.hewi.com/en/p/90050132XA | https://catalog.hewi.com/storage/downloads/HEWI_900_50_132XA_en.pdf
900.50.13340 | HEWI Hinged support rail Duo | Duo hinged support rail, System 900 - two parallel, round gripping levels arranged on top of each other - with toilet roll holder and toilet flushing mechanism (model E) - right-hand version - can be folded upwards and folded downwards with braked movement - blue button (wave symbol) for triggering the toilet flushing mechanism - cable with bare wire ends for wall connection - including white cover for flush-mounted box - control voltage max. 30 V = SELV, PELV, switching current up to max. 2 A - suitable for all standard concealed cisterns with electrical control - projection 900 mm, 210 mm high and 101 mm wide, top rail diameter 33.7 mm, bottom rail diameter 25 mm - weight capacity up to 100 kg - made of stainless steel, chrome - for mounting with non-corrosive and tested HEWI fixing materials for different wall systems (to be ordered separately) - sealing tape for sealing the fixing points is included in the scope of supply - floor supports 900.50.02040 and 900.50.02140 for retrofitting - produced in accordance with CE- and UKCA-Regulation (EU) 2017/745 on medical devices - fulfils the ÖNORM B1600/1601 requirements Article no.: HEWI 900.50.13340 | https://catalog.hewi.com/en/p/9005013340 | https://catalog.hewi.com/storage/downloads/HEWI_900_50_13340_en.pdf
900.50.13360 | HEWI Hinged support rail Duo | Duo hinged support rail, System 900 - two parallel, round gripping levels arranged on top of each other - with toilet roll holder and toilet flushing mechanism (model E) - right-hand version - can be folded upwards and folded downwards with braked movement - blue button (wave symbol) for triggering the toilet flushing mechanism - cable with bare wire ends for wall connection - including white cover for flush-mounted box - control voltage max. 30 V = SELV, PELV, switching current up to max. 2 A - suitable for all standard concealed cisterns with electrical control - projection 900 mm, 210 mm high and 101 mm wide, top rail diameter 33.7 mm, bottom rail diameter 25 mm - weight capacity up to 100 kg - made of stainless steel, powder-coated in HEWI colours DX (matt white), DC (matt black) and SC (matt dark grey pearl mica) - for mounting with non-corrosive and tested HEWI fixing materials for different wall systems (to be ordered separately) - sealing tape for sealing the fixing points is included in the scope of supply - floor supports 900.50.02060 and 900.50.02160 for retrofitting - produced in accordance with CE- and UKCA-Regulation (EU) 2017/745 on medical devices - fulfils the ÖNORM B1600/1601 requirements Article no.: HEWI 900.50.13360 | https://catalog.hewi.com/en/p/9005013360 | https://catalog.hewi.com/storage/downloads/HEWI_900_50_13360_en.pdf
900.50.133XA | HEWI Hinged support rail Duo | Duo hinged support rail, System 900 - two parallel, round gripping levels arranged on top of each other - with toilet roll holder and toilet flushing mechanism (model E) - right-hand version - can be folded upwards and folded downwards with braked movement - blue button (wave symbol) for triggering the toilet flushing mechanism - cable with bare wire ends for wall connection - including white cover for flush-mounted box - control voltage max. 30 V = SELV, PELV, switching current up to max. 2 A - suitable for all standard concealed cisterns with electrical control - projection 900 mm, 210 mm high and 101 mm wide, top rail diameter 33.7 mm, bottom rail diameter 25 mm - weight capacity up to 100 kg - made of stainless steel, satin - for mounting with non-corrosive and tested HEWI fixing materials for different wall systems (to be ordered separately) - sealing tape for sealing the fixing points is included in the scope of supply - floor supports 900.50.020XA and 900.50.021XA for retrofitting - produced in accordance with CE- and UKCA-Regulation (EU) 2017/745 on medical devices - fulfils the ÖNORM B1600/1601 requirements Article no.: HEWI 900.50.133XA | https://catalog.hewi.com/en/p/90050133XA | https://catalog.hewi.com/storage/downloads/HEWI_900_50_133XA_en.pdf
900.50.13440 | HEWI Hinged support rail Duo | Duo hinged support rail, System 900 - two parallel, round gripping levels arranged on top of each other - with toilet roll holder and flushing mechanism/function buttons (model E) - left-hand version - can be folded upwards and folded downwards with braked movement - blue button (wave symbol) for triggering the toilet flushing mechanism, red button (bell symbol) for triggering a freely definable function. (The function button does not fulfil the requirements for an emergency call according to DIN VDE 0834-1) - cable with bare wire ends for wall connection - including white cover for flush-mounted box - control voltage max. 30 V = SELV, PELV, switching current up to max. 2 A - suitable for all standard concealed cisterns with electrical control - projection 700 mm, 210 mm high and 101 mm wide, top rail diameter 33.7 mm, bottom rail diameter 25 mm - weight capacity up to 100 kg - made of stainless steel, chrome - for mounting with non-corrosive and tested HEWI fixing materials for different wall systems (to be ordered separately) - sealing tape for sealing the fixing points is included in the scope of supply - floor supports 900.50.02040 and 900.50.02140 for retrofitting - produced in accordance with CE- and UKCA-Regulation (EU) 2017/745 on medical devices - fulfils the ÖNORM B1600/1601 and SIA 500 requirements Article no.: HEWI 900.50.13440 | https://catalog.hewi.com/en/p/9005013440 | https://catalog.hewi.com/storage/downloads/HEWI_900_50_13440_en.pdf
900.50.13460 | HEWI Hinged support rail Duo | Duo hinged support rail, System 900 - two parallel, round gripping levels arranged on top of each other - with toilet roll holder and flushing mechanism/function buttons (model E) - left-hand version - can be folded upwards and folded downwards with braked movement - blue button (wave symbol) for triggering the toilet flushing mechanism, red button (bell symbol) for triggering a freely definable function. (The function button does not fulfil the requirements for an emergency call according to DIN VDE 0834-1) - cable with bare wire ends for wall connection - including white cover for flush-mounted box - control voltage max. 30 V = SELV, PELV, switching current up to max. 2 A - suitable for all standard concealed cisterns with electrical control - projection 700 mm, 210 mm high and 101 mm wide, top rail diameter 33.7 mm, bottom rail diameter 25 mm - weight capacity up to 100 kg - made of stainless steel, powder-coated in HEWI colours DX (matt white), DC (matt black) and SC (matt dark grey pearl mica) - for mounting with non-corrosive and tested HEWI fixing materials for different wall systems (to be ordered separately) - sealing tape for sealing the fixing points is included in the scope of supply - floor supports 900.50.02060 and 900.50.02160 for retrofitting - produced in accordance with CE- and UKCA-Regulation (EU) 2017/745 on medical devices - fulfils the ÖNORM B1600/1601 and SIA 500 requirements Article no.: HEWI 900.50.13460 | https://catalog.hewi.com/en/p/9005013460 | https://catalog.hewi.com/storage/downloads/HEWI_900_50_13460_en.pdf
900.50.134XA | HEWI Hinged support rail Duo | Duo hinged support rail, System 900 - two parallel, round gripping levels arranged on top of each other - with toilet roll holder and flushing mechanism/function buttons (model E) - left-hand version - can be folded upwards and folded downwards with braked movement - blue button (wave symbol) for triggering the toilet flushing mechanism, red button (bell symbol) for triggering a freely definable function. (The function button does not fulfil the requirements for an emergency call according to DIN VDE 0834-1) - cable with bare wire ends for wall connection - including white cover for flush-mounted box - control voltage max. 30 V = SELV, PELV, switching current up to max. 2 A - suitable for all standard concealed cisterns with electrical control - projection 700 mm, 210 mm high and 101 mm wide, top rail diameter 33.7 mm, bottom rail diameter 25 mm - weight capacity up to 100 kg - made of stainless steel, satin - for mounting with non-corrosive and tested HEWI fixing materials for different wall systems (to be ordered separately) - sealing tape for sealing the fixing points is included in the scope of supply - floor supports 900.50.020XA and 900.50.021XA for retrofitting - produced in accordance with CE- and UKCA-Regulation (EU) 2017/745 on medical devices - fulfils the ÖNORM B1600/1601 and SIA 500 requirements Article no.: HEWI 900.50.134XA | https://catalog.hewi.com/en/p/90050134XA | https://catalog.hewi.com/storage/downloads/HEWI_900_50_134XA_en.pdf
900.50.13540 | HEWI Hinged support rail Duo | Duo hinged support rail, System 900 - two parallel, round gripping levels arranged on top of each other - with toilet roll holder and flushing mechanism/function buttons (model E) - left-hand version - can be folded upwards and folded downwards with braked movement - blue button (wave symbol) for triggering the toilet flushing mechanism, red button (bell symbol) for triggering a freely definable function. (The function button does not fulfil the requirements for an emergency call according to DIN VDE 0834-1) - cable with bare wire ends for wall connection - including white cover for flush-mounted box - control voltage max. 30 V = SELV, PELV, switching current up to max. 2 A - suitable for all standard concealed cisterns with electrical control - projection 750 mm, 210 mm high and 101 mm wide, top rail diameter 33.7 mm, bottom rail diameter 25 mm - weight capacity up to 100 kg - made of stainless steel, chrome - for mounting with non-corrosive and tested HEWI fixing materials for different wall systems (to be ordered separately) - sealing tape for sealing the fixing points is included in the scope of supply - floor supports 900.50.02040 and 900.50.02140 for retrofitting - produced in accordance with CE- and UKCA-Regulation (EU) 2017/745 on medical devices - fulfils the requirements applicable in Belgium (CWATUPE, WVG Vlaanderen) regarding the projection of the hinged support rail at the toilet Article no.: HEWI 900.50.13540 | https://catalog.hewi.com/en/p/9005013540 | https://catalog.hewi.com/storage/downloads/HEWI_900_50_13540_en.pdf
900.50.13560 | HEWI Hinged support rail Duo | Duo hinged support rail, System 900 - two parallel, round gripping levels arranged on top of each other - with toilet roll holder and flushing mechanism/function buttons (model E) - left-hand version - can be folded upwards and folded downwards with braked movement - blue button (wave symbol) for triggering the toilet flushing mechanism, red button (bell symbol) for triggering a freely definable function. (The function button does not fulfil the requirements for an emergency call according to DIN VDE 0834-1) - cable with bare wire ends for wall connection - including white cover for flush-mounted box - control voltage max. 30 V = SELV, PELV, switching current up to max. 2 A - suitable for all standard concealed cisterns with electrical control - projection 750 mm, 210 mm high and 101 mm wide, top rail diameter 33.7 mm, bottom rail diameter 25 mm - weight capacity up to 100 kg - made of stainless steel, powder-coated in HEWI colours DX (matt white), DC (matt black) and SC (matt dark grey pearl mica) - for mounting with non-corrosive and tested HEWI fixing materials for different wall systems (to be ordered separately) - sealing tape for sealing the fixing points is included in the scope of supply - floor supports 900.50.02060 and 900.50.02160 for retrofitting - produced in accordance with CE- and UKCA-Regulation (EU) 2017/745 on medical devices - fulfils the requirements applicable in Belgium (CWATUPE, WVG Vlaanderen) regarding the projection of the hinged support rail at the toilet Article no.: HEWI 900.50.13560 | https://catalog.hewi.com/en/p/9005013560 | https://catalog.hewi.com/storage/downloads/HEWI_900_50_13560_en.pdf
900.50.135XA | HEWI Hinged support rail Duo | Duo hinged support rail, System 900 - two parallel, round gripping levels arranged on top of each other - with toilet roll holder and flushing mechanism/function buttons (model E) - left-hand version - can be folded upwards and folded downwards with braked movement - blue button (wave symbol) for triggering the toilet flushing mechanism, red button (bell symbol) for triggering a freely definable function. (The function button does not fulfil the requirements for an emergency call according to DIN VDE 0834-1) - cable with bare wire ends for wall connection - including white cover for flush-mounted box - control voltage max. 30 V = SELV, PELV, switching current up to max. 2 A - suitable for all standard concealed cisterns with electrical control - projection 750 mm, 210 mm high and 101 mm wide, top rail diameter 33.7 mm, bottom rail diameter 25 mm - weight capacity up to 100 kg - made of stainless steel, satin - for mounting with non-corrosive and tested HEWI fixing materials for different wall systems (to be ordered separately) - sealing tape for sealing the fixing points is included in the scope of supply - floor supports 900.50.020XA and 900.50.021XA for retrofitting - produced in accordance with CE- and UKCA-Regulation (EU) 2017/745 on medical devices - fulfils the requirements applicable in Belgium (CWATUPE, WVG Vlaanderen) regarding the projection of the hinged support rail at the toilet Article no.: HEWI 900.50.135XA | https://catalog.hewi.com/en/p/90050135XA | https://catalog.hewi.com/storage/downloads/HEWI_900_50_135XA_en.pdf
900.50.13640 | HEWI Hinged support rail Duo | Duo hinged support rail, System 900 - two parallel, round gripping levels arranged on top of each other - with toilet roll holder and flushing mechanism/function buttons (model E) - left-hand version - can be folded upwards and folded downwards with braked movement - blue button (wave symbol) for triggering the toilet flushing mechanism, red button (bell symbol) for triggering a freely definable function. (The function button does not fulfil the requirements for an emergency call according to DIN VDE 0834-1) - cable with bare wire ends for wall connection - including white cover for flush-mounted box - control voltage max. 30 V = SELV, PELV, switching current up to max. 2 A - suitable for all standard concealed cisterns with electrical control - projection 850 mm, 210 mm high and 101 mm wide, top rail diameter 33.7 mm, bottom rail diameter 25 mm - weight capacity up to 100 kg - made of stainless steel, chrome - for mounting with non-corrosive and tested HEWI fixing materials for different wall systems (to be ordered separately) - sealing tape for sealing the fixing points is included in the scope of supply - floor supports 900.50.02040 and 900.50.02140 for retrofitting - produced in accordance with CE- and UKCA-Regulation (EU) 2017/745 on medical devices - fulfils the DIN 18040, ÖNORM B1600/1601 and SIA 500 requirements Article no.: HEWI 900.50.13640 | https://catalog.hewi.com/en/p/9005013640 | https://catalog.hewi.com/storage/downloads/HEWI_900_50_13640_en.pdf
900.50.13660 | HEWI Hinged support rail Duo | Duo hinged support rail, System 900 - two parallel, round gripping levels arranged on top of each other - with toilet roll holder and flushing mechanism/function buttons (model E) - left-hand version - can be folded upwards and folded downwards with braked movement - blue button (wave symbol) for triggering the toilet flushing mechanism, red button (bell symbol) for triggering a freely definable function. (The function button does not fulfil the requirements for an emergency call according to DIN VDE 0834-1) - cable with bare wire ends for wall connection - including white cover for flush-mounted box - control voltage max. 30 V = SELV, PELV, switching current up to max. 2 A - suitable for all standard concealed cisterns with electrical control - projection 850 mm, 210 mm high and 101 mm wide, top rail diameter 33.7 mm, bottom rail diameter 25 mm - weight capacity up to 100 kg - made of stainless steel, powder-coated in HEWI colours DX (matt white), DC (matt black) and SC (matt dark grey pearl mica) - for mounting with non-corrosive and tested HEWI fixing materials for different wall systems (to be ordered separately) - sealing tape for sealing the fixing points is included in the scope of supply - floor supports 900.50.02060 and 900.50.02160 for retrofitting - produced in accordance with CE- and UKCA-Regulation (EU) 2017/745 on medical devices - fulfils the DIN 18040, ÖNORM B1600/1601 and SIA 500 requirements Article no.: HEWI 900.50.13660 | https://catalog.hewi.com/en/p/9005013660 | https://catalog.hewi.com/storage/downloads/HEWI_900_50_13660_en.pdf
900.50.136XA | HEWI Hinged support rail Duo | Duo hinged support rail, System 900 - two parallel, round gripping levels arranged on top of each other - with toilet roll holder and flushing mechanism/function buttons (model E) - left-hand version - can be folded upwards and folded downwards with braked movement - blue button (wave symbol) for triggering the toilet flushing mechanism, red button (bell symbol) for triggering a freely definable function. (The function button does not fulfil the requirements for an emergency call according to DIN VDE 0834-1) - cable with bare wire ends for wall connection - including white cover for flush-mounted box - control voltage max. 30 V = SELV, PELV, switching current up to max. 2 A - suitable for all standard concealed cisterns with electrical control - projection 850 mm, 210 mm high and 101 mm wide, top rail diameter 33.7 mm, bottom rail diameter 25 mm - weight capacity up to 100 kg - made of stainless steel, satin - for mounting with non-corrosive and tested HEWI fixing materials for different wall systems (to be ordered separately) - sealing tape for sealing the fixing points is included in the scope of supply - floor supports 900.50.020XA and 900.50.021XA for retrofitting - produced in accordance with CE- and UKCA-Regulation (EU) 2017/745 on medical devices - fulfils the DIN 18040, ÖNORM B1600/1601 and SIA 500 requirements Article no.: HEWI 900.50.136XA | https://catalog.hewi.com/en/p/90050136XA | https://catalog.hewi.com/storage/downloads/HEWI_900_50_136XA_en.pdf
900.50.13740 | HEWI Hinged support rail Duo | Duo hinged support rail, System 900 - two parallel, round gripping levels arranged on top of each other - with toilet roll holder and flushing mechanism/function buttons (model E) - left-hand version - can be folded upwards and folded downwards with braked movement - blue button (wave symbol) for triggering the toilet flushing mechanism, red button (bell symbol) for triggering a freely definable function. (The function button does not fulfil the requirements for an emergency call according to DIN VDE 0834-1) - cable with bare wire ends for wall connection - including white cover for flush-mounted box - control voltage max. 30 V = SELV, PELV, switching current up to max. 2 A - suitable for all standard concealed cisterns with electrical control - projection 900 mm, 210 mm high and 101 mm wide, top rail diameter 33.7 mm, bottom rail diameter 25 mm - weight capacity up to 100 kg - made of stainless steel, chrome - for mounting with non-corrosive and tested HEWI fixing materials for different wall systems (to be ordered separately) - sealing tape for sealing the fixing points is included in the scope of supply - floor supports 900.50.02040 and 900.50.02140 for retrofitting - produced in accordance with CE- and UKCA-Regulation (EU) 2017/745 on medical devices - fulfils the ÖNORM B1600/1601 requirements Article no.: HEWI 900.50.13740 | https://catalog.hewi.com/en/p/9005013740 | https://catalog.hewi.com/storage/downloads/HEWI_900_50_13740_en.pdf
900.50.13760 | HEWI Hinged support rail Duo | Duo hinged support rail, System 900 - two parallel, round gripping levels arranged on top of each other - with toilet roll holder and flushing mechanism/function buttons (model E) - left-hand version - can be folded upwards and folded downwards with braked movement - blue button (wave symbol) for triggering the toilet flushing mechanism, red button (bell symbol) for triggering a freely definable function. (The function button does not fulfil the requirements for an emergency call according to DIN VDE 0834-1) - cable with bare wire ends for wall connection - including white cover for flush-mounted box - control voltage max. 30 V = SELV, PELV, switching current up to max. 2 A - suitable for all standard concealed cisterns with electrical control - projection 900 mm, 210 mm high and 101 mm wide, top rail diameter 33.7 mm, bottom rail diameter 25 mm - weight capacity up to 100 kg - made of stainless steel, powder-coated in HEWI colours DX (matt white), DC (matt black) and SC (matt dark grey pearl mica) - for mounting with non-corrosive and tested HEWI fixing materials for different wall systems (to be ordered separately) - sealing tape for sealing the fixing points is included in the scope of supply - floor supports 900.50.02060 and 900.50.02160 for retrofitting - produced in accordance with CE- and UKCA-Regulation (EU) 2017/745 on medical devices - fulfils the ÖNORM B1600/1601 requirements Article no.: HEWI 900.50.13760 | https://catalog.hewi.com/en/p/9005013760 | https://catalog.hewi.com/storage/downloads/HEWI_900_50_13760_en.pdf
900.50.137XA | HEWI Hinged support rail Duo | Duo hinged support rail, System 900 - two parallel, round gripping levels arranged on top of each other - with toilet roll holder and flushing mechanism/function buttons (model E) - left-hand version - can be folded upwards and folded downwards with braked movement - blue button (wave symbol) for triggering the toilet flushing mechanism, red button (bell symbol) for triggering a freely definable function. (The function button does not fulfil the requirements for an emergency call according to DIN VDE 0834-1) - cable with bare wire ends for wall connection - including white cover for flush-mounted box - control voltage max. 30 V = SELV, PELV, switching current up to max. 2 A - suitable for all standard concealed cisterns with electrical control - projection 900 mm, 210 mm high and 101 mm wide, top rail diameter 33.7 mm, bottom rail diameter 25 mm - weight capacity up to 100 kg - made of stainless steel, satin - for mounting with non-corrosive and tested HEWI fixing materials for different wall systems (to be ordered separately) - sealing tape for sealing the fixing points is included in the scope of supply - floor supports 900.50.020XA and 900.50.021XA for retrofitting - produced in accordance with CE- and UKCA-Regulation (EU) 2017/745 on medical devices - fulfils the ÖNORM B1600/1601 requirements Article no.: HEWI 900.50.137XA | https://catalog.hewi.com/en/p/90050137XA | https://catalog.hewi.com/storage/downloads/HEWI_900_50_137XA_en.pdf
900.50.13840 | HEWI Hinged support rail Duo | Duo hinged support rail, System 900 - two parallel, round gripping levels arranged on top of each other - with toilet roll holder and flushing mechanism/function buttons (model E) - right-hand version - can be folded upwards and folded downwards with braked movement - blue button (wave symbol) for triggering the toilet flushing mechanism, red button (bell symbol) for triggering a freely definable function. (The function button does not fulfil the requirements for an emergency call according to DIN VDE 0834-1) - cable with bare wire ends for wall connection - including white cover for flush-mounted box - control voltage max. 30 V = SELV, PELV, switching current up to max. 2 A - suitable for all standard concealed cisterns with electrical control - projection 700 mm, 210 mm high and 101 mm wide, top rail diameter 33.7 mm, bottom rail diameter 25 mm - weight capacity up to 100 kg - made of stainless steel, chrome - for mounting with non-corrosive and tested HEWI fixing materials for different wall systems (to be ordered separately) - sealing tape for sealing the fixing points is included in the scope of supply - floor supports 900.50.02040 and 900.50.02140 for retrofitting - produced in accordance with CE- and UKCA-Regulation (EU) 2017/745 on medical devices - fulfils the ÖNORM B1600/1601 and SIA 500 requirements Article no.: HEWI 900.50.13840 | https://catalog.hewi.com/en/p/9005013840 | https://catalog.hewi.com/storage/downloads/HEWI_900_50_13840_en.pdf
900.50.13860 | HEWI Hinged support rail Duo | Duo hinged support rail, System 900 - two parallel, round gripping levels arranged on top of each other - with toilet roll holder and flushing mechanism/function buttons (model E) - right-hand version - can be folded upwards and folded downwards with braked movement - blue button (wave symbol) for triggering the toilet flushing mechanism, red button (bell symbol) for triggering a freely definable function. (The function button does not fulfil the requirements for an emergency call according to DIN VDE 0834-1) - cable with bare wire ends for wall connection - including white cover for flush-mounted box - control voltage max. 30 V = SELV, PELV, switching current up to max. 2 A - suitable for all standard concealed cisterns with electrical control - projection 700 mm, 210 mm high and 101 mm wide, top rail diameter 33.7 mm, bottom rail diameter 25 mm - weight capacity up to 100 kg - made of stainless steel, powder-coated in HEWI colours DX (matt white), DC (matt black) and SC (matt dark grey pearl mica) - for mounting with non-corrosive and tested HEWI fixing materials for different wall systems (to be ordered separately) - sealing tape for sealing the fixing points is included in the scope of supply - floor supports 900.50.02060 and 900.50.02160 for retrofitting - produced in accordance with CE- and UKCA-Regulation (EU) 2017/745 on medical devices - fulfils the ÖNORM B1600/1601 and SIA 500 requirements Article no.: HEWI 900.50.13860 | https://catalog.hewi.com/en/p/9005013860 | https://catalog.hewi.com/storage/downloads/HEWI_900_50_13860_en.pdf
900.50.138XA | HEWI Hinged support rail Duo | Duo hinged support rail, System 900 - two parallel, round gripping levels arranged on top of each other - with toilet roll holder and flushing mechanism/function buttons (model E) - right-hand version - can be folded upwards and folded downwards with braked movement - blue button (wave symbol) for triggering the toilet flushing mechanism, red button (bell symbol) for triggering a freely definable function. (The function button does not fulfil the requirements for an emergency call according to DIN VDE 0834-1) - cable with bare wire ends for wall connection - including white cover for flush-mounted box - control voltage max. 30 V = SELV, PELV, switching current up to max. 2 A - suitable for all standard concealed cisterns with electrical control - projection 700 mm, 210 mm high and 101 mm wide, top rail diameter 33.7 mm, bottom rail diameter 25 mm - weight capacity up to 100 kg - made of stainless steel, satin - for mounting with non-corrosive and tested HEWI fixing materials for different wall systems (to be ordered separately) - sealing tape for sealing the fixing points is included in the scope of supply - floor supports 900.50.020XA and 900.50.021XA for retrofitting - produced in accordance with CE- and UKCA-Regulation (EU) 2017/745 on medical devices - fulfils the ÖNORM B1600/1601 and SIA 500 requirements Article no.: HEWI 900.50.138XA | https://catalog.hewi.com/en/p/90050138XA | https://catalog.hewi.com/storage/downloads/HEWI_900_50_138XA_en.pdf
900.50.13940 | HEWI Hinged support rail Duo | Duo hinged support rail, System 900 - two parallel, round gripping levels arranged on top of each other - with toilet roll holder and flushing mechanism/function buttons (model E) - right-hand version - can be folded upwards and folded downwards with braked movement - blue button (wave symbol) for triggering the toilet flushing mechanism, red button (bell symbol) for triggering a freely definable function. (The function button does not fulfil the requirements for an emergency call according to DIN VDE 0834-1) - cable with bare wire ends for wall connection - including white cover for flush-mounted box - control voltage max. 30 V = SELV, PELV, switching current up to max. 2 A - suitable for all standard concealed cisterns with electrical control - projection 750 mm, 210 mm high and 101 mm wide, top rail diameter 33.7 mm, bottom rail diameter 25 mm - weight capacity up to 100 kg - made of stainless steel, chrome - for mounting with non-corrosive and tested HEWI fixing materials for different wall systems (to be ordered separately) - sealing tape for sealing the fixing points is included in the scope of supply - floor supports 900.50.02040 and 900.50.02140 for retrofitting - produced in accordance with CE- and UKCA-Regulation (EU) 2017/745 on medical devices - fulfils the requirements applicable in Belgium (CWATUPE, WVG Vlaanderen) regarding the projection of the hinged support rail at the toilet Article no.: HEWI 900.50.13940 | https://catalog.hewi.com/en/p/9005013940 | https://catalog.hewi.com/storage/downloads/HEWI_900_50_13940_en.pdf
900.50.13960 | HEWI Hinged support rail Duo | Duo hinged support rail, System 900 - two parallel, round gripping levels arranged on top of each other - with toilet roll holder and flushing mechanism/function buttons (model E) - right-hand version - can be folded upwards and folded downwards with braked movement - blue button (wave symbol) for triggering the toilet flushing mechanism, red button (bell symbol) for triggering a freely definable function. (The function button does not fulfil the requirements for an emergency call according to DIN VDE 0834-1) - cable with bare wire ends for wall connection - including white cover for flush-mounted box - control voltage max. 30 V = SELV, PELV, switching current up to max. 2 A - suitable for all standard concealed cisterns with electrical control - projection 750 mm, 210 mm high and 101 mm wide, top rail diameter 33.7 mm, bottom rail diameter 25 mm - weight capacity up to 100 kg - made of stainless steel, powder-coated in HEWI colours DX (matt white), DC (matt black) and SC (matt dark grey pearl mica) - for mounting with non-corrosive and tested HEWI fixing materials for different wall systems (to be ordered separately) - sealing tape for sealing the fixing points is included in the scope of supply - floor supports 900.50.02060 and 900.50.02160 for retrofitting - produced in accordance with CE- and UKCA-Regulation (EU) 2017/745 on medical devices - fulfils the requirements applicable in Belgium (CWATUPE, WVG Vlaanderen) regarding the projection of the hinged support rail at the toilet Article no.: HEWI 900.50.13960 | https://catalog.hewi.com/en/p/9005013960 | https://catalog.hewi.com/storage/downloads/HEWI_900_50_13960_en.pdf
900.50.139XA | HEWI Hinged support rail Duo | Duo hinged support rail, System 900 - two parallel, round gripping levels arranged on top of each other - with toilet roll holder and flushing mechanism/function buttons (model E) - right-hand version - can be folded upwards and folded downwards with braked movement - blue button (wave symbol) for triggering the toilet flushing mechanism, red button (bell symbol) for triggering a freely definable function. (The function button does not fulfil the requirements for an emergency call according to DIN VDE 0834-1) - cable with bare wire ends for wall connection - including white cover for flush-mounted box - control voltage max. 30 V = SELV, PELV, switching current up to max. 2 A - suitable for all standard concealed cisterns with electrical control - projection 750 mm, 210 mm high and 101 mm wide, top rail diameter 33.7 mm, bottom rail diameter 25 mm - weight capacity up to 100 kg - made of stainless steel, satin - for mounting with non-corrosive and tested HEWI fixing materials for different wall systems (to be ordered separately) - sealing tape for sealing the fixing points is included in the scope of supply - floor supports 900.50.020XA and 900.50.021XA for retrofitting - produced in accordance with CE- and UKCA-Regulation (EU) 2017/745 on medical devices - fulfils the requirements applicable in Belgium (CWATUPE, WVG Vlaanderen) regarding the projection of the hinged support rail at the toilet Article no.: HEWI 900.50.139XA | https://catalog.hewi.com/en/p/90050139XA | https://catalog.hewi.com/storage/downloads/HEWI_900_50_139XA_en.pdf
900.50.14040 | HEWI Hinged support rail Duo | Duo hinged support rail, System 900 - two parallel, round gripping levels arranged on top of each other - with toilet roll holder and flushing mechanism/function buttons (model E) - right-hand version - can be folded upwards and folded downwards with braked movement - blue button (wave symbol) for triggering the toilet flushing mechanism, red button (bell symbol) for triggering a freely definable function. (The function button does not fulfil the requirements for an emergency call according to DIN VDE 0834-1) - cable with bare wire ends for wall connection - including white cover for flush-mounted box - control voltage max. 30 V = SELV, PELV, switching current up to max. 2 A - suitable for all standard concealed cisterns with electrical control - projection 850 mm, 210 mm high and 101 mm wide, top rail diameter 33.7 mm, bottom rail diameter 25 mm - weight capacity up to 100 kg - made of stainless steel, chrome - for mounting with non-corrosive and tested HEWI fixing materials for different wall systems (to be ordered separately) - sealing tape for sealing the fixing points is included in the scope of supply - floor supports 900.50.02040 and 900.50.02140 for retrofitting - produced in accordance with CE- and UKCA-Regulation (EU) 2017/745 on medical devices - fulfils the DIN 18040, ÖNORM B1600/1601 and SIA 500 requirements Article no.: HEWI 900.50.14040 | https://catalog.hewi.com/en/p/9005014040 | https://catalog.hewi.com/storage/downloads/HEWI_900_50_14040_en.pdf
900.50.14060 | HEWI Hinged support rail Duo | Duo hinged support rail, System 900 - two parallel, round gripping levels arranged on top of each other - with toilet roll holder and flushing mechanism/function buttons (model E) - right-hand version - can be folded upwards and folded downwards with braked movement - blue button (wave symbol) for triggering the toilet flushing mechanism, red button (bell symbol) for triggering a freely definable function. (The function button does not fulfil the requirements for an emergency call according to DIN VDE 0834-1) - cable with bare wire ends for wall connection - including white cover for flush-mounted box - control voltage max. 30 V = SELV, PELV, switching current up to max. 2 A - suitable for all standard concealed cisterns with electrical control - projection 850 mm, 210 mm high and 101 mm wide, top rail diameter 33.7 mm, bottom rail diameter 25 mm - weight capacity up to 100 kg - made of stainless steel, powder-coated in HEWI colours DX (matt white), DC (matt black) and SC (matt dark grey pearl mica) - for mounting with non-corrosive and tested HEWI fixing materials for different wall systems (to be ordered separately) - sealing tape for sealing the fixing points is included in the scope of supply - floor supports 900.50.02060 and 900.50.02160 for retrofitting - produced in accordance with CE- and UKCA-Regulation (EU) 2017/745 on medical devices - fulfils the DIN 18040, ÖNORM B1600/1601 and SIA 500 requirements Article no.: HEWI 900.50.14060 | https://catalog.hewi.com/en/p/9005014060 | https://catalog.hewi.com/storage/downloads/HEWI_900_50_14060_en.pdf
900.50.140XA | HEWI Hinged support rail Duo | Duo hinged support rail, System 900 - two parallel, round gripping levels arranged on top of each other - with toilet roll holder and flushing mechanism/function buttons (model E) - right-hand version - can be folded upwards and folded downwards with braked movement - blue button (wave symbol) for triggering the toilet flushing mechanism, red button (bell symbol) for triggering a freely definable function. (The function button does not fulfil the requirements for an emergency call according to DIN VDE 0834-1) - cable with bare wire ends for wall connection - including white cover for flush-mounted box - control voltage max. 30 V = SELV, PELV, switching current up to max. 2 A - suitable for all standard concealed cisterns with electrical control - projection 850 mm, 210 mm high and 101 mm wide, top rail diameter 33.7 mm, bottom rail diameter 25 mm - weight capacity up to 100 kg - made of stainless steel, satin - for mounting with non-corrosive and tested HEWI fixing materials for different wall systems (to be ordered separately) - sealing tape for sealing the fixing points is included in the scope of supply - floor supports 900.50.020XA and 900.50.021XA for retrofitting - produced in accordance with CE- and UKCA-Regulation (EU) 2017/745 on medical devices - fulfils the DIN 18040, ÖNORM B1600/1601 and SIA 500 requirements Article no.: HEWI 900.50.140XA | https://catalog.hewi.com/en/p/90050140XA | https://catalog.hewi.com/storage/downloads/HEWI_900_50_140XA_en.pdf
900.50.14140 | HEWI Hinged support rail Duo | Duo hinged support rail, System 900 - two parallel, round gripping levels arranged on top of each other - with toilet roll holder and flushing mechanism/function buttons (model E) - right-hand version - can be folded upwards and folded downwards with braked movement - blue button (wave symbol) for triggering the toilet flushing mechanism, red button (bell symbol) for triggering a freely definable function. (The function button does not fulfil the requirements for an emergency call according to DIN VDE 0834-1) - cable with bare wire ends for wall connection - including white cover for flush-mounted box - control voltage max. 30 V = SELV, PELV, switching current up to max. 2 A - suitable for all standard concealed cisterns with electrical control - projection 900 mm, 210 mm high and 101 mm wide, top rail diameter 33.7 mm, bottom rail diameter 25 mm - weight capacity up to 100 kg - made of stainless steel, chrome - for mounting with non-corrosive and tested HEWI fixing materials for different wall systems (to be ordered separately) - sealing tape for sealing the fixing points is included in the scope of supply - floor supports 900.50.02040 and 900.50.02140 for retrofitting - produced in accordance with CE- and UKCA-Regulation (EU) 2017/745 on medical devices - fulfils the ÖNORM B1600/1601 requirements Article no.: HEWI 900.50.14140 | https://catalog.hewi.com/en/p/9005014140 | https://catalog.hewi.com/storage/downloads/HEWI_900_50_14140_en.pdf
900.50.14160 | HEWI Hinged support rail Duo | Duo hinged support rail, System 900 - two parallel, round gripping levels arranged on top of each other - with toilet roll holder and flushing mechanism/function buttons (model E) - right-hand version - can be folded upwards and folded downwards with braked movement - blue button (wave symbol) for triggering the toilet flushing mechanism, red button (bell symbol) for triggering a freely definable function. (The function button does not fulfil the requirements for an emergency call according to DIN VDE 0834-1) - cable with bare wire ends for wall connection - including white cover for flush-mounted box - control voltage max. 30 V = SELV, PELV, switching current up to max. 2 A - suitable for all standard concealed cisterns with electrical control - projection 900 mm, 210 mm high and 101 mm wide, top rail diameter 33.7 mm, bottom rail diameter 25 mm - weight capacity up to 100 kg - made of stainless steel, powder-coated in HEWI colours DX (matt white), DC (matt black) and SC (matt dark grey pearl mica) - for mounting with non-corrosive and tested HEWI fixing materials for different wall systems (to be ordered separately) - sealing tape for sealing the fixing points is included in the scope of supply - floor supports 900.50.02060 and 900.50.02160 for retrofitting - produced in accordance with CE- and UKCA-Regulation (EU) 2017/745 on medical devices - fulfils the ÖNORM B1600/1601 requirements Article no.: HEWI 900.50.14160 | https://catalog.hewi.com/en/p/9005014160 | https://catalog.hewi.com/storage/downloads/HEWI_900_50_14160_en.pdf
900.50.141XA | HEWI Hinged support rail Duo | Duo hinged support rail, System 900 - two parallel, round gripping levels arranged on top of each other - with toilet roll holder and flushing mechanism/function buttons (model E) - right-hand version - can be folded upwards and folded downwards with braked movement - blue button (wave symbol) for triggering the toilet flushing mechanism, red button (bell symbol) for triggering a freely definable function. (The function button does not fulfil the requirements for an emergency call according to DIN VDE 0834-1) - cable with bare wire ends for wall connection - including white cover for flush-mounted box - control voltage max. 30 V = SELV, PELV, switching current up to max. 2 A - suitable for all standard concealed cisterns with electrical control - projection 900 mm, 210 mm high and 101 mm wide, top rail diameter 33.7 mm, bottom rail diameter 25 mm - weight capacity up to 100 kg - made of stainless steel, satin - for mounting with non-corrosive and tested HEWI fixing materials for different wall systems (to be ordered separately) - sealing tape for sealing the fixing points is included in the scope of supply - floor supports 900.50.020XA and 900.50.021XA for retrofitting - produced in accordance with CE- and UKCA-Regulation (EU) 2017/745 on medical devices - fulfils the ÖNORM B1600/1601 requirements Article no.: HEWI 900.50.141XA | https://catalog.hewi.com/en/p/90050141XA | https://catalog.hewi.com/storage/downloads/HEWI_900_50_141XA_en.pdf
900.50.14240 | HEWI Hinged support rail Duo | Duo hinged support rail, System 900 - two parallel, round gripping levels arranged on top of each other - with flushing mechanism (model E) - left-hand version - can be folded upwards and folded downwards with braked movement - blue button (wave symbol) for triggering the toilet flushing mechanism - cable with bare wire ends for wall connection - including white cover for flush-mounted box - control voltage max. 30 V = SELV, PELV, switching current up to max. 2 A - suitable for all standard concealed cisterns with electrical control - projection 700 mm, 210 mm high and 101 mm wide, top rail diameter 33.7 mm, bottom rail diameter 25 mm - weight capacity up to 100 kg - made of stainless steel, chrome - for mounting with non-corrosive and tested HEWI fixing materials for different wall systems (to be ordered separately) - sealing tape for sealing the fixing points is included in the scope of supply - floor supports 900.50.02040 and 900.50.02140 for retrofitting - produced in accordance with CE- and UKCA-Regulation (EU) 2017/745 on medical devices - fulfils the ÖNORM B1600/1601 and SIA 500 requirements Article no.: HEWI 900.50.14240 | https://catalog.hewi.com/en/p/9005014240 | https://catalog.hewi.com/storage/downloads/HEWI_900_50_14240_en.pdf
900.50.14260 | HEWI Hinged support rail Duo | Duo hinged support rail, System 900 - two parallel, round gripping levels arranged on top of each other - with flushing mechanism (model E) - left-hand version - can be folded upwards and folded downwards with braked movement - blue button (wave symbol) for triggering the toilet flushing mechanism - cable with bare wire ends for wall connection - including white cover for flush-mounted box - control voltage max. 30 V = SELV, PELV, switching current up to max. 2 A - suitable for all standard concealed cisterns with electrical control - projection 700 mm, 210 mm high and 101 mm wide, top rail diameter 33.7 mm, bottom rail diameter 25 mm - weight capacity up to 100 kg - made of stainless steel, powder-coated in HEWI colours DX (matt white), DC (matt black) and SC (matt dark grey pearl mica) - for mounting with non-corrosive and tested HEWI fixing materials for different wall systems (to be ordered separately) - sealing tape for sealing the fixing points is included in the scope of supply - floor supports 900.50.02060 and 900.50.02160 for retrofitting - produced in accordance with CE- and UKCA-Regulation (EU) 2017/745 on medical devices - fulfils the ÖNORM B1600/1601 and SIA 500 requirements Article no.: HEWI 900.50.14260 | https://catalog.hewi.com/en/p/9005014260 | https://catalog.hewi.com/storage/downloads/HEWI_900_50_14260_en.pdf
900.50.142XA | HEWI Hinged support rail Duo | Duo hinged support rail, System 900 - two parallel, round gripping levels arranged on top of each other - with flushing mechanism (model E) - left-hand version - can be folded upwards and folded downwards with braked movement - blue button (wave symbol) for triggering the toilet flushing mechanism - cable with bare wire ends for wall connection - including white cover for flush-mounted box - control voltage max. 30 V = SELV, PELV, switching current up to max. 2 A - suitable for all standard concealed cisterns with electrical control - projection 700 mm, 210 mm high and 101 mm wide, top rail diameter 33.7 mm, bottom rail diameter 25 mm - weight capacity up to 100 kg - made of stainless steel, satin - for mounting with non-corrosive and tested HEWI fixing materials for different wall systems (to be ordered separately) - sealing tape for sealing the fixing points is included in the scope of supply - floor supports 900.50.020XA and 900.50.021XA for retrofitting - produced in accordance with CE- and UKCA-Regulation (EU) 2017/745 on medical devices - fulfils the ÖNORM B1600/1601 and SIA 500 requirements Article no.: HEWI 900.50.142XA | https://catalog.hewi.com/en/p/90050142XA | https://catalog.hewi.com/storage/downloads/HEWI_900_50_142XA_en.pdf
900.50.14340 | HEWI Hinged support rail Duo | Duo hinged support rail, System 900 - two parallel, round gripping levels arranged on top of each other - with flushing mechanism (model E) - left-hand version - can be folded upwards and folded downwards with braked movement - blue button (wave symbol) for triggering the toilet flushing mechanism - cable with bare wire ends for wall connection - including white cover for flush-mounted box - control voltage max. 30 V = SELV, PELV, switching current up to max. 2 A - suitable for all standard concealed cisterns with electrical control - projection 750 mm, 210 mm high and 101 mm wide, top rail diameter 33.7 mm, bottom rail diameter 25 mm - weight capacity up to 100 kg - made of stainless steel, chrome - for mounting with non-corrosive and tested HEWI fixing materials for different wall systems (to be ordered separately) - sealing tape for sealing the fixing points is included in the scope of supply - floor supports 900.50.02040 and 900.50.02140 for retrofitting - produced in accordance with CE- and UKCA-Regulation (EU) 2017/745 on medical devices - fulfils the requirements applicable in Belgium (CWATUPE, WVG Vlaanderen) regarding the projection of the hinged support rail at the toilet Article no.: HEWI 900.50.14340 | https://catalog.hewi.com/en/p/9005014340 | https://catalog.hewi.com/storage/downloads/HEWI_900_50_14340_en.pdf
900.50.14360 | HEWI Hinged support rail Duo | Duo hinged support rail, System 900 - two parallel, round gripping levels arranged on top of each other - with flushing mechanism (model E) - left-hand version - can be folded upwards and folded downwards with braked movement - blue button (wave symbol) for triggering the toilet flushing mechanism - cable with bare wire ends for wall connection - including white cover for flush-mounted box - control voltage max. 30 V = SELV, PELV, switching current up to max. 2 A - suitable for all standard concealed cisterns with electrical control - projection 750 mm, 210 mm high and 101 mm wide, top rail diameter 33.7 mm, bottom rail diameter 25 mm - weight capacity up to 100 kg - made of stainless steel, powder-coated in HEWI colours DX (matt white), DC (matt black) and SC (matt dark grey pearl mica) - for mounting with non-corrosive and tested HEWI fixing materials for different wall systems (to be ordered separately) - sealing tape for sealing the fixing points is included in the scope of supply - floor supports 900.50.02060 and 900.50.02160 for retrofitting - produced in accordance with CE- and UKCA-Regulation (EU) 2017/745 on medical devices - fulfils the requirements applicable in Belgium (CWATUPE, WVG Vlaanderen) regarding the projection of the hinged support rail at the toilet Article no.: HEWI 900.50.14360 | https://catalog.hewi.com/en/p/9005014360 | https://catalog.hewi.com/storage/downloads/HEWI_900_50_14360_en.pdf
900.50.143XA | HEWI Hinged support rail Duo | Duo hinged support rail, System 900 - two parallel, round gripping levels arranged on top of each other - with flushing mechanism (model E) - left-hand version - can be folded upwards and folded downwards with braked movement - blue button (wave symbol) for triggering the toilet flushing mechanism - cable with bare wire ends for wall connection - including white cover for flush-mounted box - control voltage max. 30 V = SELV, PELV, switching current up to max. 2 A - suitable for all standard concealed cisterns with electrical control - projection 750 mm, 210 mm high and 101 mm wide, top rail diameter 33.7 mm, bottom rail diameter 25 mm - weight capacity up to 100 kg - made of stainless steel, satin - for mounting with non-corrosive and tested HEWI fixing materials for different wall systems (to be ordered separately) - sealing tape for sealing the fixing points is included in the scope of supply - floor supports 900.50.020XA and 900.50.021XA for retrofitting - produced in accordance with CE- and UKCA-Regulation (EU) 2017/745 on medical devices - fulfils the requirements applicable in Belgium (CWATUPE, WVG Vlaanderen) regarding the projection of the hinged support rail at the toilet Article no.: HEWI 900.50.143XA | https://catalog.hewi.com/en/p/90050143XA | https://catalog.hewi.com/storage/downloads/HEWI_900_50_143XA_en.pdf
900.50.14440 | HEWI Hinged support rail Duo | Duo hinged support rail, System 900 - two parallel, round gripping levels arranged on top of each other - with flushing mechanism (model E) - left-hand version - can be folded upwards and folded downwards with braked movement - blue button (wave symbol) for triggering the toilet flushing mechanism - cable with bare wire ends for wall connection - including white cover for flush-mounted box - control voltage max. 30 V = SELV, PELV, switching current up to max. 2 A - suitable for all standard concealed cisterns with electrical control - projection 850 mm, 210 mm high and 101 mm wide, top rail diameter 33.7 mm, bottom rail diameter 25 mm - weight capacity up to 100 kg - made of stainless steel, chrome - for mounting with non-corrosive and tested HEWI fixing materials for different wall systems (to be ordered separately) - sealing tape for sealing the fixing points is included in the scope of supply - floor supports 900.50.02040 and 900.50.02140 for retrofitting - produced in accordance with CE- and UKCA-Regulation (EU) 2017/745 on medical devices - fulfils the DIN 18040, ÖNORM B1600/1601 and SIA 500 requirements Article no.: HEWI 900.50.14440 | https://catalog.hewi.com/en/p/9005014440 | https://catalog.hewi.com/storage/downloads/HEWI_900_50_14440_en.pdf
900.50.14460 | HEWI Hinged support rail Duo | Duo hinged support rail, System 900 - two parallel, round gripping levels arranged on top of each other - with flushing mechanism (model E) - left-hand version - can be folded upwards and folded downwards with braked movement - blue button (wave symbol) for triggering the toilet flushing mechanism - cable with bare wire ends for wall connection - including white cover for flush-mounted box - control voltage max. 30 V = SELV, PELV, switching current up to max. 2 A - suitable for all standard concealed cisterns with electrical control - projection 850 mm, 210 mm high and 101 mm wide, top rail diameter 33.7 mm, bottom rail diameter 25 mm - weight capacity up to 100 kg - made of stainless steel, powder-coated in HEWI colours DX (matt white), DC (matt black) and SC (matt dark grey pearl mica) - for mounting with non-corrosive and tested HEWI fixing materials for different wall systems (to be ordered separately) - sealing tape for sealing the fixing points is included in the scope of supply - floor supports 900.50.02060 and 900.50.02160 for retrofitting - produced in accordance with CE- and UKCA-Regulation (EU) 2017/745 on medical devices - fulfils the DIN 18040, ÖNORM B1600/1601 and SIA 500 requirements Article no.: HEWI 900.50.14460 | https://catalog.hewi.com/en/p/9005014460 | https://catalog.hewi.com/storage/downloads/HEWI_900_50_14460_en.pdf
900.50.144XA | HEWI Hinged support rail Duo | Duo hinged support rail, System 900 - two parallel, round gripping levels arranged on top of each other - with flushing mechanism (model E) - left-hand version - can be folded upwards and folded downwards with braked movement - blue button (wave symbol) for triggering the toilet flushing mechanism - cable with bare wire ends for wall connection - including white cover for flush-mounted box - control voltage max. 30 V = SELV, PELV, switching current up to max. 2 A - suitable for all standard concealed cisterns with electrical control - projection 850 mm, 210 mm high and 101 mm wide, top rail diameter 33.7 mm, bottom rail diameter 25 mm - weight capacity up to 100 kg - made of stainless steel, satin - for mounting with non-corrosive and tested HEWI fixing materials for different wall systems (to be ordered separately) - sealing tape for sealing the fixing points is included in the scope of supply - floor supports 900.50.020XA and 900.50.021XA for retrofitting - produced in accordance with CE- and UKCA-Regulation (EU) 2017/745 on medical devices - fulfils the DIN 18040, ÖNORM B1600/1601 and SIA 500 requirements Article no.: HEWI 900.50.144XA | https://catalog.hewi.com/en/p/90050144XA | https://catalog.hewi.com/storage/downloads/HEWI_900_50_144XA_en.pdf
900.50.14540 | HEWI Hinged support rail Duo | Duo hinged support rail, System 900 - two parallel, round gripping levels arranged on top of each other - with flushing mechanism (model E) - left-hand version - can be folded upwards and folded downwards with braked movement - blue button (wave symbol) for triggering the toilet flushing mechanism - cable with bare wire ends for wall connection - including white cover for flush-mounted box - control voltage max. 30 V = SELV, PELV, switching current up to max. 2 A - suitable for all standard concealed cisterns with electrical control - projection 900 mm, 210 mm high and 101 mm wide, top rail diameter 33.7 mm, bottom rail diameter 25 mm - weight capacity up to 100 kg - made of stainless steel, chrome - for mounting with non-corrosive and tested HEWI fixing materials for different wall systems (to be ordered separately) - sealing tape for sealing the fixing points is included in the scope of supply - floor supports 900.50.02040 and 900.50.02140 for retrofitting - produced in accordance with CE- and UKCA-Regulation (EU) 2017/745 on medical devices - fulfils the ÖNORM B1600/1601 requirements Article no.: HEWI 900.50.14540 | https://catalog.hewi.com/en/p/9005014540 | https://catalog.hewi.com/storage/downloads/HEWI_900_50_14540_en.pdf
900.50.14560 | HEWI Hinged support rail Duo | Duo hinged support rail, System 900 - two parallel, round gripping levels arranged on top of each other - with flushing mechanism (model E) - left-hand version - can be folded upwards and folded downwards with braked movement - blue button (wave symbol) for triggering the toilet flushing mechanism - cable with bare wire ends for wall connection - including white cover for flush-mounted box - control voltage max. 30 V = SELV, PELV, switching current up to max. 2 A - suitable for all standard concealed cisterns with electrical control - projection 900 mm, 210 mm high and 101 mm wide, top rail diameter 33.7 mm, bottom rail diameter 25 mm - weight capacity up to 100 kg - made of stainless steel, powder-coated in HEWI colours DX (matt white), DC (matt black) and SC (matt dark grey pearl mica) - for mounting with non-corrosive and tested HEWI fixing materials for different wall systems (to be ordered separately) - sealing tape for sealing the fixing points is included in the scope of supply - floor supports 900.50.02060 and 900.50.02160 for retrofitting - produced in accordance with CE- and UKCA-Regulation (EU) 2017/745 on medical devices - fulfils the ÖNORM B1600/1601 requirements Article no.: HEWI 900.50.14560 | https://catalog.hewi.com/en/p/9005014560 | https://catalog.hewi.com/storage/downloads/HEWI_900_50_14560_en.pdf
900.50.145XA | HEWI Hinged support rail Duo | Duo hinged support rail, System 900 - two parallel, round gripping levels arranged on top of each other - with flushing mechanism (model E) - left-hand version - can be folded upwards and folded downwards with braked movement - blue button (wave symbol) for triggering the toilet flushing mechanism - cable with bare wire ends for wall connection - including white cover for flush-mounted box - control voltage max. 30 V = SELV, PELV, switching current up to max. 2 A - suitable for all standard concealed cisterns with electrical control - projection 900 mm, 210 mm high and 101 mm wide, top rail diameter 33.7 mm, bottom rail diameter 25 mm - weight capacity up to 100 kg - made of stainless steel, satin - for mounting with non-corrosive and tested HEWI fixing materials for different wall systems (to be ordered separately) - sealing tape for sealing the fixing points is included in the scope of supply - floor supports 900.50.020XA and 900.50.021XA for retrofitting - produced in accordance with CE- and UKCA-Regulation (EU) 2017/745 on medical devices - fulfils the ÖNORM B1600/1601 requirements Article no.: HEWI 900.50.145XA | https://catalog.hewi.com/en/p/90050145XA | https://catalog.hewi.com/storage/downloads/HEWI_900_50_145XA_en.pdf
900.50.14640 | HEWI Hinged support rail Duo | Duo hinged support rail, System 900 - two parallel, round gripping levels arranged on top of each other - with flushing mechanism (model E) - right-hand version - can be folded upwards and folded downwards with braked movement - blue button (wave symbol) for triggering the toilet flushing mechanism - cable with bare wire ends for wall connection - including white cover for flush-mounted box - control voltage max. 30 V = SELV, PELV, switching current up to max. 2 A - suitable for all standard concealed cisterns with electrical control - projection 700 mm, 210 mm high and 101 mm wide, top rail diameter 33.7 mm, bottom rail diameter 25 mm - weight capacity up to 100 kg - made of stainless steel, chrome - for mounting with non-corrosive and tested HEWI fixing materials for different wall systems (to be ordered separately) - sealing tape for sealing the fixing points is included in the scope of supply - floor supports 900.50.02040 and 900.50.02140 for retrofitting - produced in accordance with CE- and UKCA-Regulation (EU) 2017/745 on medical devices - fulfils the ÖNORM B1600/1601 and SIA 500 requirements Article no.: HEWI 900.50.14640 | https://catalog.hewi.com/en/p/9005014640 | https://catalog.hewi.com/storage/downloads/HEWI_900_50_14640_en.pdf
900.50.14660 | HEWI Hinged support rail Duo | Duo hinged support rail, System 900 - two parallel, round gripping levels arranged on top of each other - with flushing mechanism (model E) - right-hand version - can be folded upwards and folded downwards with braked movement - blue button (wave symbol) for triggering the toilet flushing mechanism - cable with bare wire ends for wall connection - including white cover for flush-mounted box - control voltage max. 30 V = SELV, PELV, switching current up to max. 2 A - suitable for all standard concealed cisterns with electrical control - projection 700 mm, 210 mm high and 101 mm wide, top rail diameter 33.7 mm, bottom rail diameter 25 mm - weight capacity up to 100 kg - made of stainless steel, powder-coated in HEWI colours DX (matt white), DC (matt black) and SC (matt dark grey pearl mica) - for mounting with non-corrosive and tested HEWI fixing materials for different wall systems (to be ordered separately) - sealing tape for sealing the fixing points is included in the scope of supply - floor supports 900.50.02060 and 900.50.02160 for retrofitting - produced in accordance with CE- and UKCA-Regulation (EU) 2017/745 on medical devices - fulfils the ÖNORM B1600/1601 and SIA 500 requirements Article no.: HEWI 900.50.14660 | https://catalog.hewi.com/en/p/9005014660 | https://catalog.hewi.com/storage/downloads/HEWI_900_50_14660_en.pdf
900.50.146XA | HEWI Hinged support rail Duo | Duo hinged support rail, System 900 - two parallel, round gripping levels arranged on top of each other - with flushing mechanism (model E) - right-hand version - can be folded upwards and folded downwards with braked movement - blue button (wave symbol) for triggering the toilet flushing mechanism - cable with bare wire ends for wall connection - including white cover for flush-mounted box - control voltage max. 30 V = SELV, PELV, switching current up to max. 2 A - suitable for all standard concealed cisterns with electrical control - projection 700 mm, 210 mm high and 101 mm wide, top rail diameter 33.7 mm, bottom rail diameter 25 mm - weight capacity up to 100 kg - made of stainless steel, satin - for mounting with non-corrosive and tested HEWI fixing materials for different wall systems (to be ordered separately) - sealing tape for sealing the fixing points is included in the scope of supply - floor supports 900.50.020XA and 900.50.021XA for retrofitting - produced in accordance with CE- and UKCA-Regulation (EU) 2017/745 on medical devices - fulfils the ÖNORM B1600/1601 and SIA 500 requirements Article no.: HEWI 900.50.146XA | https://catalog.hewi.com/en/p/90050146XA | https://catalog.hewi.com/storage/downloads/HEWI_900_50_146XA_en.pdf
900.50.14740 | HEWI Hinged support rail Duo | Duo hinged support rail, System 900 - two parallel, round gripping levels arranged on top of each other - with flushing mechanism (model E) - right-hand version - can be folded upwards and folded downwards with braked movement - blue button (wave symbol) for triggering the toilet flushing mechanism - cable with bare wire ends for wall connection - including white cover for flush-mounted box - control voltage max. 30 V = SELV, PELV, switching current up to max. 2 A - suitable for all standard concealed cisterns with electrical control - projection 750 mm, 210 mm high and 101 mm wide, top rail diameter 33.7 mm, bottom rail diameter 25 mm - weight capacity up to 100 kg - made of stainless steel, chrome - for mounting with non-corrosive and tested HEWI fixing materials for different wall systems (to be ordered separately) - sealing tape for sealing the fixing points is included in the scope of supply - floor supports 900.50.02040 and 900.50.02140 for retrofitting - produced in accordance with CE- and UKCA-Regulation (EU) 2017/745 on medical devices - fulfils the requirements applicable in Belgium (CWATUPE, WVG Vlaanderen) regarding the projection of the hinged support rail at the toilet Article no.: HEWI 900.50.14740 | https://catalog.hewi.com/en/p/9005014740 | https://catalog.hewi.com/storage/downloads/HEWI_900_50_14740_en.pdf
900.50.14760 | HEWI Hinged support rail Duo | Duo hinged support rail, System 900 - two parallel, round gripping levels arranged on top of each other - with flushing mechanism (model E) - right-hand version - can be folded upwards and folded downwards with braked movement - blue button (wave symbol) for triggering the toilet flushing mechanism - cable with bare wire ends for wall connection - including white cover for flush-mounted box - control voltage max. 30 V = SELV, PELV, switching current up to max. 2 A - suitable for all standard concealed cisterns with electrical control - projection 750 mm, 210 mm high and 101 mm wide, top rail diameter 33.7 mm, bottom rail diameter 25 mm - weight capacity up to 100 kg - made of stainless steel, powder-coated in HEWI colours DX (matt white), DC (matt black) and SC (matt dark grey pearl mica) - for mounting with non-corrosive and tested HEWI fixing materials for different wall systems (to be ordered separately) - sealing tape for sealing the fixing points is included in the scope of supply - floor supports 900.50.02060 and 900.50.02160 for retrofitting - produced in accordance with CE- and UKCA-Regulation (EU) 2017/745 on medical devices - fulfils the requirements applicable in Belgium (CWATUPE, WVG Vlaanderen) regarding the projection of the hinged support rail at the toilet Article no.: HEWI 900.50.14760 | https://catalog.hewi.com/en/p/9005014760 | https://catalog.hewi.com/storage/downloads/HEWI_900_50_14760_en.pdf
900.50.147XA | HEWI Hinged support rail Duo | Duo hinged support rail, System 900 - two parallel, round gripping levels arranged on top of each other - with flushing mechanism (model E) - right-hand version - can be folded upwards and folded downwards with braked movement - blue button (wave symbol) for triggering the toilet flushing mechanism - cable with bare wire ends for wall connection - including white cover for flush-mounted box - control voltage max. 30 V = SELV, PELV, switching current up to max. 2 A - suitable for all standard concealed cisterns with electrical control - projection 750 mm, 210 mm high and 101 mm wide, top rail diameter 33.7 mm, bottom rail diameter 25 mm - weight capacity up to 100 kg - made of stainless steel, satin - for mounting with non-corrosive and tested HEWI fixing materials for different wall systems (to be ordered separately) - sealing tape for sealing the fixing points is included in the scope of supply - floor supports 900.50.020XA and 900.50.021XA for retrofitting - produced in accordance with CE- and UKCA-Regulation (EU) 2017/745 on medical devices - fulfils the requirements applicable in Belgium (CWATUPE, WVG Vlaanderen) regarding the projection of the hinged support rail at the toilet Article no.: HEWI 900.50.147XA | https://catalog.hewi.com/en/p/90050147XA | https://catalog.hewi.com/storage/downloads/HEWI_900_50_147XA_en.pdf
900.50.14840 | HEWI Hinged support rail Duo | Duo hinged support rail, System 900 - two parallel, round gripping levels arranged on top of each other - with flushing mechanism (model E) - right-hand version - can be folded upwards and folded downwards with braked movement - blue button (wave symbol) for triggering the toilet flushing mechanism - cable with bare wire ends for wall connection - including white cover for flush-mounted box - control voltage max. 30 V = SELV, PELV, switching current up to max. 2 A - suitable for all standard concealed cisterns with electrical control - projection 850 mm, 210 mm high and 101 mm wide, top rail diameter 33.7 mm, bottom rail diameter 25 mm - weight capacity up to 100 kg - made of stainless steel, chrome - for mounting with non-corrosive and tested HEWI fixing materials for different wall systems (to be ordered separately) - sealing tape for sealing the fixing points is included in the scope of supply - floor supports 900.50.02040 and 900.50.02140 for retrofitting - produced in accordance with CE- and UKCA-Regulation (EU) 2017/745 on medical devices - fulfils the DIN 18040, ÖNORM B1600/1601 and SIA 500 requirements Article no.: HEWI 900.50.14840 | https://catalog.hewi.com/en/p/9005014840 | https://catalog.hewi.com/storage/downloads/HEWI_900_50_14840_en.pdf
900.50.14860 | HEWI Hinged support rail Duo | Duo hinged support rail, System 900 - two parallel, round gripping levels arranged on top of each other - with flushing mechanism (model E) - right-hand version - can be folded upwards and folded downwards with braked movement - blue button (wave symbol) for triggering the toilet flushing mechanism - cable with bare wire ends for wall connection - including white cover for flush-mounted box - control voltage max. 30 V = SELV, PELV, switching current up to max. 2 A - suitable for all standard concealed cisterns with electrical control - projection 850 mm, 210 mm high and 101 mm wide, top rail diameter 33.7 mm, bottom rail diameter 25 mm - weight capacity up to 100 kg - made of stainless steel, powder-coated in HEWI colours DX (matt white), DC (matt black) and SC (matt dark grey pearl mica) - for mounting with non-corrosive and tested HEWI fixing materials for different wall systems (to be ordered separately) - sealing tape for sealing the fixing points is included in the scope of supply - floor supports 900.50.02060 and 900.50.02160 for retrofitting - produced in accordance with CE- and UKCA-Regulation (EU) 2017/745 on medical devices - fulfils the DIN 18040, ÖNORM B1600/1601 and SIA 500 requirements Article no.: HEWI 900.50.14860 | https://catalog.hewi.com/en/p/9005014860 | https://catalog.hewi.com/storage/downloads/HEWI_900_50_14860_en.pdf
900.50.148XA | HEWI Hinged support rail Duo | Duo hinged support rail, System 900 - two parallel, round gripping levels arranged on top of each other - with flushing mechanism (model E) - right-hand version - can be folded upwards and folded downwards with braked movement - blue button (wave symbol) for triggering the toilet flushing mechanism - cable with bare wire ends for wall connection - including white cover for flush-mounted box - control voltage max. 30 V = SELV, PELV, switching current up to max. 2 A - suitable for all standard concealed cisterns with electrical control - projection 850 mm, 210 mm high and 101 mm wide, top rail diameter 33.7 mm, bottom rail diameter 25 mm - weight capacity up to 100 kg - made of stainless steel, satin - for mounting with non-corrosive and tested HEWI fixing materials for different wall systems (to be ordered separately) - sealing tape for sealing the fixing points is included in the scope of supply - floor supports 900.50.020XA and 900.50.021XA for retrofitting - produced in accordance with CE- and UKCA-Regulation (EU) 2017/745 on medical devices - fulfils the DIN 18040, ÖNORM B1600/1601 and SIA 500 requirements Article no.: HEWI 900.50.148XA | https://catalog.hewi.com/en/p/90050148XA | https://catalog.hewi.com/storage/downloads/HEWI_900_50_148XA_en.pdf
900.50.14940 | HEWI Hinged support rail Duo | Duo hinged support rail, System 900 - two parallel, round gripping levels arranged on top of each other - with flushing mechanism (model E) - right-hand version - can be folded upwards and folded downwards with braked movement - blue button (wave symbol) for triggering the toilet flushing mechanism - cable with bare wire ends for wall connection - including white cover for flush-mounted box - control voltage max. 30 V = SELV, PELV, switching current up to max. 2 A - suitable for all standard concealed cisterns with electrical control - projection 900 mm, 210 mm high and 101 mm wide, top rail diameter 33.7 mm, bottom rail diameter 25 mm - weight capacity up to 100 kg - made of stainless steel, chrome - for mounting with non-corrosive and tested HEWI fixing materials for different wall systems (to be ordered separately) - sealing tape for sealing the fixing points is included in the scope of supply - floor supports 900.50.02040 and 900.50.02140 for retrofitting - produced in accordance with CE- and UKCA-Regulation (EU) 2017/745 on medical devices - fulfils the ÖNORM B1600/1601 requirements Article no.: HEWI 900.50.14940 | https://catalog.hewi.com/en/p/9005014940 | https://catalog.hewi.com/storage/downloads/HEWI_900_50_14940_en.pdf
900.50.14960 | HEWI Hinged support rail Duo | Duo hinged support rail, System 900 - two parallel, round gripping levels arranged on top of each other - with flushing mechanism (model E) - right-hand version - can be folded upwards and folded downwards with braked movement - blue button (wave symbol) for triggering the toilet flushing mechanism - cable with bare wire ends for wall connection - including white cover for flush-mounted box - control voltage max. 30 V = SELV, PELV, switching current up to max. 2 A - suitable for all standard concealed cisterns with electrical control - projection 900 mm, 210 mm high and 101 mm wide, top rail diameter 33.7 mm, bottom rail diameter 25 mm - weight capacity up to 100 kg - made of stainless steel, powder-coated in HEWI colours DX (matt white), DC (matt black) and SC (matt dark grey pearl mica) - for mounting with non-corrosive and tested HEWI fixing materials for different wall systems (to be ordered separately) - sealing tape for sealing the fixing points is included in the scope of supply - floor supports 900.50.02060 and 900.50.02160 for retrofitting - produced in accordance with CE- and UKCA-Regulation (EU) 2017/745 on medical devices - fulfils the ÖNORM B1600/1601 requirements Article no.: HEWI 900.50.14960 | https://catalog.hewi.com/en/p/9005014960 | https://catalog.hewi.com/storage/downloads/HEWI_900_50_14960_en.pdf
900.50.149XA | HEWI Hinged support rail Duo | Duo hinged support rail, System 900 - two parallel, round gripping levels arranged on top of each other - with flushing mechanism (model E) - right-hand version - can be folded upwards and folded downwards with braked movement - blue button (wave symbol) for triggering the toilet flushing mechanism - cable with bare wire ends for wall connection - including white cover for flush-mounted box - control voltage max. 30 V = SELV, PELV, switching current up to max. 2 A - suitable for all standard concealed cisterns with electrical control - projection 900 mm, 210 mm high and 101 mm wide, top rail diameter 33.7 mm, bottom rail diameter 25 mm - weight capacity up to 100 kg - made of stainless steel, satin - for mounting with non-corrosive and tested HEWI fixing materials for different wall systems (to be ordered separately) - sealing tape for sealing the fixing points is included in the scope of supply - floor supports 900.50.020XA and 900.50.021XA for retrofitting - produced in accordance with CE- and UKCA-Regulation (EU) 2017/745 on medical devices - fulfils the ÖNORM B1600/1601 requirements Article no.: HEWI 900.50.149XA | https://catalog.hewi.com/en/p/90050149XA | https://catalog.hewi.com/storage/downloads/HEWI_900_50_149XA_en.pdf
900.50.15040 | HEWI Hinged support rail Duo | Duo hinged support rail, System 900 - two parallel, round gripping levels arranged on top of each other - with flushing mechanism/function buttons (model E) - left-hand version - can be folded upwards and folded downwards with braked movement - blue button (wave symbol) for triggering the toilet flushing mechanism, red button (bell symbol) for triggering a freely definable function. (The function button does not fulfil the requirements for an emergency call according to DIN VDE 0834-1) - cable with bare wire ends for wall connection - including white cover for flush-mounted box - control voltage max. 30 V = SELV, PELV, switching current up to max. 2 A - suitable for all standard concealed cisterns with electrical control - projection 700 mm, 210 mm high and 101 mm wide, top rail diameter 33.7 mm, bottom rail diameter 25 mm - weight capacity up to 100 kg - made of stainless steel, chrome - for mounting with non-corrosive and tested HEWI fixing materials for different wall systems (to be ordered separately) - sealing tape for sealing the fixing points is included in the scope of supply - floor supports 900.50.02040 and 900.50.02140 for retrofitting - produced in accordance with CE- and UKCA-Regulation (EU) 2017/745 on medical devices - fulfils the ÖNORM B1600/1601 and SIA 500 requirements Article no.: HEWI 900.50.15040 | https://catalog.hewi.com/en/p/9005015040 | https://catalog.hewi.com/storage/downloads/HEWI_900_50_15040_en.pdf
900.50.15060 | HEWI Hinged support rail Duo | Duo hinged support rail, System 900 - two parallel, round gripping levels arranged on top of each other - with flushing mechanism/function buttons (model E) - left-hand version - can be folded upwards and folded downwards with braked movement - blue button (wave symbol) for triggering the toilet flushing mechanism, red button (bell symbol) for triggering a freely definable function. (The function button does not fulfil the requirements for an emergency call according to DIN VDE 0834-1) - cable with bare wire ends for wall connection - including white cover for flush-mounted box - control voltage max. 30 V = SELV, PELV, switching current up to max. 2 A - suitable for all standard concealed cisterns with electrical control - projection 700 mm, 210 mm high and 101 mm wide, top rail diameter 33.7 mm, bottom rail diameter 25 mm - weight capacity up to 100 kg - made of stainless steel, powder-coated in HEWI colours DX (matt white), DC (matt black) and SC (matt dark grey pearl mica) - for mounting with non-corrosive and tested HEWI fixing materials for different wall systems (to be ordered separately) - sealing tape for sealing the fixing points is included in the scope of supply - floor supports 900.50.02060 and 900.50.02160 for retrofitting - produced in accordance with CE- and UKCA-Regulation (EU) 2017/745 on medical devices - fulfils the ÖNORM B1600/1601 and SIA 500 requirements Article no.: HEWI 900.50.15060 | https://catalog.hewi.com/en/p/9005015060 | https://catalog.hewi.com/storage/downloads/HEWI_900_50_15060_en.pdf
900.50.150XA | HEWI Hinged support rail Duo | Duo hinged support rail, System 900 - two parallel, round gripping levels arranged on top of each other - with flushing mechanism/function buttons (model E) - left-hand version - can be folded upwards and folded downwards with braked movement - blue button (wave symbol) for triggering the toilet flushing mechanism, red button (bell symbol) for triggering a freely definable function. (The function button does not fulfil the requirements for an emergency call according to DIN VDE 0834-1) - cable with bare wire ends for wall connection - including white cover for flush-mounted box - control voltage max. 30 V = SELV, PELV, switching current up to max. 2 A - suitable for all standard concealed cisterns with electrical control - projection 700 mm, 210 mm high and 101 mm wide, top rail diameter 33.7 mm, bottom rail diameter 25 mm - weight capacity up to 100 kg - made of stainless steel, satin - for mounting with non-corrosive and tested HEWI fixing materials for different wall systems (to be ordered separately) - sealing tape for sealing the fixing points is included in the scope of supply - floor supports 900.50.020XA and 900.50.021XA for retrofitting - produced in accordance with CE- and UKCA-Regulation (EU) 2017/745 on medical devices - fulfils the ÖNORM B1600/1601 and SIA 500 requirements Article no.: HEWI 900.50.150XA | https://catalog.hewi.com/en/p/90050150XA | https://catalog.hewi.com/storage/downloads/HEWI_900_50_150XA_en.pdf
900.50.15140 | HEWI Hinged support rail Duo | Duo hinged support rail, System 900 - two parallel, round gripping levels arranged on top of each other - with flushing mechanism/function buttons (model E) - left-hand version - can be folded upwards and folded downwards with braked movement - blue button (wave symbol) for triggering the toilet flushing mechanism, red button (bell symbol) for triggering a freely definable function. (The function button does not fulfil the requirements for an emergency call according to DIN VDE 0834-1) - cable with bare wire ends for wall connection - including white cover for flush-mounted box - control voltage max. 30 V = SELV, PELV, switching current up to max. 2 A - suitable for all standard concealed cisterns with electrical control - projection 750 mm, 210 mm high and 101 mm wide, top rail diameter 33.7 mm, bottom rail diameter 25 mm - weight capacity up to 100 kg - made of stainless steel, chrome - for mounting with non-corrosive and tested HEWI fixing materials for different wall systems (to be ordered separately) - sealing tape for sealing the fixing points is included in the scope of supply - floor supports 900.50.02040 and 900.50.02140 for retrofitting - produced in accordance with CE- and UKCA-Regulation (EU) 2017/745 on medical devices - fulfils the requirements applicable in Belgium (CWATUPE, WVG Vlaanderen) regarding the projection of the hinged support rail at the toilet Article no.: HEWI 900.50.15140 | https://catalog.hewi.com/en/p/9005015140 | https://catalog.hewi.com/storage/downloads/HEWI_900_50_15140_en.pdf
900.50.15160 | HEWI Hinged support rail Duo | Duo hinged support rail, System 900 - two parallel, round gripping levels arranged on top of each other - with flushing mechanism/function buttons (model E) - left-hand version - can be folded upwards and folded downwards with braked movement - blue button (wave symbol) for triggering the toilet flushing mechanism, red button (bell symbol) for triggering a freely definable function. (The function button does not fulfil the requirements for an emergency call according to DIN VDE 0834-1) - cable with bare wire ends for wall connection - including white cover for flush-mounted box - control voltage max. 30 V = SELV, PELV, switching current up to max. 2 A - suitable for all standard concealed cisterns with electrical control - projection 750 mm, 210 mm high and 101 mm wide, top rail diameter 33.7 mm, bottom rail diameter 25 mm - weight capacity up to 100 kg - made of stainless steel, powder-coated in HEWI colours DX (matt white), DC (matt black) and SC (matt dark grey pearl mica) - for mounting with non-corrosive and tested HEWI fixing materials for different wall systems (to be ordered separately) - sealing tape for sealing the fixing points is included in the scope of supply - floor supports 900.50.02060 and 900.50.02160 for retrofitting - produced in accordance with CE- and UKCA-Regulation (EU) 2017/745 on medical devices - fulfils the requirements applicable in Belgium (CWATUPE, WVG Vlaanderen) regarding the projection of the hinged support rail at the toilet Article no.: HEWI 900.50.15160 | https://catalog.hewi.com/en/p/9005015160 | https://catalog.hewi.com/storage/downloads/HEWI_900_50_15160_en.pdf
900.50.151XA | HEWI Hinged support rail Duo | Duo hinged support rail, System 900 - two parallel, round gripping levels arranged on top of each other - with flushing mechanism/function buttons (model E) - left-hand version - can be folded upwards and folded downwards with braked movement - blue button (wave symbol) for triggering the toilet flushing mechanism, red button (bell symbol) for triggering a freely definable function. (The function button does not fulfil the requirements for an emergency call according to DIN VDE 0834-1) - cable with bare wire ends for wall connection - including white cover for flush-mounted box - control voltage max. 30 V = SELV, PELV, switching current up to max. 2 A - suitable for all standard concealed cisterns with electrical control - projection 750 mm, 210 mm high and 101 mm wide, top rail diameter 33.7 mm, bottom rail diameter 25 mm - weight capacity up to 100 kg - made of stainless steel, satin - for mounting with non-corrosive and tested HEWI fixing materials for different wall systems (to be ordered separately) - sealing tape for sealing the fixing points is included in the scope of supply - floor supports 900.50.020XA and 900.50.021XA for retrofitting - produced in accordance with CE- and UKCA-Regulation (EU) 2017/745 on medical devices - fulfils the requirements applicable in Belgium (CWATUPE, WVG Vlaanderen) regarding the projection of the hinged support rail at the toilet Article no.: HEWI 900.50.151XA | https://catalog.hewi.com/en/p/90050151XA | https://catalog.hewi.com/storage/downloads/HEWI_900_50_151XA_en.pdf
900.50.15240 | HEWI Hinged support rail Duo | Duo hinged support rail, System 900 - two parallel, round gripping levels arranged on top of each other - with flushing mechanism/function buttons (model E) - left-hand version - can be folded upwards and folded downwards with braked movement - blue button (wave symbol) for triggering the toilet flushing mechanism, red button (bell symbol) for triggering a freely definable function. (The function button does not fulfil the requirements for an emergency call according to DIN VDE 0834-1) - cable with bare wire ends for wall connection - including white cover for flush-mounted box - control voltage max. 30 V = SELV, PELV, switching current up to max. 2 A - suitable for all standard concealed cisterns with electrical control - projection 850 mm, 210 mm high and 101 mm wide, top rail diameter 33.7 mm, bottom rail diameter 25 mm - weight capacity up to 100 kg - made of stainless steel, chrome - for mounting with non-corrosive and tested HEWI fixing materials for different wall systems (to be ordered separately) - sealing tape for sealing the fixing points is included in the scope of supply - floor supports 900.50.02040 and 900.50.02140 for retrofitting - produced in accordance with CE- and UKCA-Regulation (EU) 2017/745 on medical devices - fulfils the DIN 18040, ÖNORM B1600/1601 and SIA 500 requirements Article no.: HEWI 900.50.15240 | https://catalog.hewi.com/en/p/9005015240 | https://catalog.hewi.com/storage/downloads/HEWI_900_50_15240_en.pdf
900.50.15260 | HEWI Hinged support rail Duo | Duo hinged support rail, System 900 - two parallel, round gripping levels arranged on top of each other - with flushing mechanism/function buttons (model E) - left-hand version - can be folded upwards and folded downwards with braked movement - blue button (wave symbol) for triggering the toilet flushing mechanism, red button (bell symbol) for triggering a freely definable function. (The function button does not fulfil the requirements for an emergency call according to DIN VDE 0834-1) - cable with bare wire ends for wall connection - including white cover for flush-mounted box - control voltage max. 30 V = SELV, PELV, switching current up to max. 2 A - suitable for all standard concealed cisterns with electrical control - projection 850 mm, 210 mm high and 101 mm wide, top rail diameter 33.7 mm, bottom rail diameter 25 mm - weight capacity up to 100 kg - made of stainless steel, powder-coated in HEWI colours DX (matt white), DC (matt black) and SC (matt dark grey pearl mica) - for mounting with non-corrosive and tested HEWI fixing materials for different wall systems (to be ordered separately) - sealing tape for sealing the fixing points is included in the scope of supply - floor supports 900.50.02060 and 900.50.02160 for retrofitting - produced in accordance with CE- and UKCA-Regulation (EU) 2017/745 on medical devices - fulfils the DIN 18040, ÖNORM B1600/1601 and SIA 500 requirements Article no.: HEWI 900.50.15260 | https://catalog.hewi.com/en/p/9005015260 | https://catalog.hewi.com/storage/downloads/HEWI_900_50_15260_en.pdf
900.50.152XA | HEWI Hinged support rail Duo | Duo hinged support rail, System 900 - two parallel, round gripping levels arranged on top of each other - with flushing mechanism/function buttons (model E) - left-hand version - can be folded upwards and folded downwards with braked movement - blue button (wave symbol) for triggering the toilet flushing mechanism, red button (bell symbol) for triggering a freely definable function. (The function button does not fulfil the requirements for an emergency call according to DIN VDE 0834-1) - cable with bare wire ends for wall connection - including white cover for flush-mounted box - control voltage max. 30 V = SELV, PELV, switching current up to max. 2 A - suitable for all standard concealed cisterns with electrical control - projection 850 mm, 210 mm high and 101 mm wide, top rail diameter 33.7 mm, bottom rail diameter 25 mm - weight capacity up to 100 kg - made of stainless steel, satin - for mounting with non-corrosive and tested HEWI fixing materials for different wall systems (to be ordered separately) - sealing tape for sealing the fixing points is included in the scope of supply - floor supports 900.50.020XA and 900.50.021XA for retrofitting - produced in accordance with CE- and UKCA-Regulation (EU) 2017/745 on medical devices - fulfils the DIN 18040, ÖNORM B1600/1601 and SIA 500 requirements Article no.: HEWI 900.50.152XA | https://catalog.hewi.com/en/p/90050152XA | https://catalog.hewi.com/storage/downloads/HEWI_900_50_152XA_en.pdf
900.50.15340 | HEWI Hinged support rail Duo | Duo hinged support rail, System 900 - two parallel, round gripping levels arranged on top of each other - with flushing mechanism/function buttons (model E) - left-hand version - can be folded upwards and folded downwards with braked movement - blue button (wave symbol) for triggering the toilet flushing mechanism, red button (bell symbol) for triggering a freely definable function. (The function button does not fulfil the requirements for an emergency call according to DIN VDE 0834-1) - cable with bare wire ends for wall connection - including white cover for flush-mounted box - control voltage max. 30 V = SELV, PELV, switching current up to max. 2 A - suitable for all standard concealed cisterns with electrical control - projection 900 mm, 210 mm high and 101 mm wide, top rail diameter 33.7 mm, bottom rail diameter 25 mm - weight capacity up to 100 kg - made of stainless steel, chrome - for mounting with non-corrosive and tested HEWI fixing materials for different wall systems (to be ordered separately) - sealing tape for sealing the fixing points is included in the scope of supply - floor supports 900.50.02040 and 900.50.02140 for retrofitting - produced in accordance with CE- and UKCA-Regulation (EU) 2017/745 on medical devices - fulfils the ÖNORM B1600/1601 requirements Article no.: HEWI 900.50.15340 | https://catalog.hewi.com/en/p/9005015340 | https://catalog.hewi.com/storage/downloads/HEWI_900_50_15340_en.pdf
900.50.15360 | HEWI Hinged support rail Duo | Duo hinged support rail, System 900 - two parallel, round gripping levels arranged on top of each other - with flushing mechanism/function buttons (model E) - left-hand version - can be folded upwards and folded downwards with braked movement - blue button (wave symbol) for triggering the toilet flushing mechanism, red button (bell symbol) for triggering a freely definable function. (The function button does not fulfil the requirements for an emergency call according to DIN VDE 0834-1) - cable with bare wire ends for wall connection - including white cover for flush-mounted box - control voltage max. 30 V = SELV, PELV, switching current up to max. 2 A - suitable for all standard concealed cisterns with electrical control - projection 900 mm, 210 mm high and 101 mm wide, top rail diameter 33.7 mm, bottom rail diameter 25 mm - weight capacity up to 100 kg - made of stainless steel, powder-coated in HEWI colours DX (matt white), DC (matt black) and SC (matt dark grey pearl mica) - for mounting with non-corrosive and tested HEWI fixing materials for different wall systems (to be ordered separately) - sealing tape for sealing the fixing points is included in the scope of supply - floor supports 900.50.02060 and 900.50.02160 for retrofitting - produced in accordance with CE- and UKCA-Regulation (EU) 2017/745 on medical devices - fulfils the ÖNORM B1600/1601 requirements Article no.: HEWI 900.50.15360 | https://catalog.hewi.com/en/p/9005015360 | https://catalog.hewi.com/storage/downloads/HEWI_900_50_15360_en.pdf
900.50.153XA | HEWI Hinged support rail Duo | Duo hinged support rail, System 900 - two parallel, round gripping levels arranged on top of each other - with flushing mechanism/function buttons (model E) - left-hand version - can be folded upwards and folded downwards with braked movement - blue button (wave symbol) for triggering the toilet flushing mechanism, red button (bell symbol) for triggering a freely definable function. (The function button does not fulfil the requirements for an emergency call according to DIN VDE 0834-1) - cable with bare wire ends for wall connection - including white cover for flush-mounted box - control voltage max. 30 V = SELV, PELV, switching current up to max. 2 A - suitable for all standard concealed cisterns with electrical control - projection 900 mm, 210 mm high and 101 mm wide, top rail diameter 33.7 mm, bottom rail diameter 25 mm - weight capacity up to 100 kg - made of stainless steel, satin - for mounting with non-corrosive and tested HEWI fixing materials for different wall systems (to be ordered separately) - sealing tape for sealing the fixing points is included in the scope of supply - floor supports 900.50.020XA and 900.50.021XA for retrofitting - produced in accordance with CE- and UKCA-Regulation (EU) 2017/745 on medical devices - fulfils the ÖNORM B1600/1601 requirements Article no.: HEWI 900.50.153XA | https://catalog.hewi.com/en/p/90050153XA | https://catalog.hewi.com/storage/downloads/HEWI_900_50_153XA_en.pdf
900.50.15440 | HEWI Hinged support rail Duo | Duo hinged support rail, System 900 - two parallel, round gripping levels arranged on top of each other - with flushing mechanism/function buttons (model E) - right-hand version - can be folded upwards and folded downwards with braked movement - blue button (wave symbol) for triggering the toilet flushing mechanism, red button (bell symbol) for triggering a freely definable function. (The function button does not fulfil the requirements for an emergency call according to DIN VDE 0834-1) - cable with bare wire ends for wall connection - including white cover for flush-mounted box - control voltage max. 30 V = SELV, PELV, switching current up to max. 2 A - suitable for all standard concealed cisterns with electrical control - projection 700 mm, 210 mm high and 101 mm wide, top rail diameter 33.7 mm, bottom rail diameter 25 mm - weight capacity up to 100 kg - made of stainless steel, chrome - for mounting with non-corrosive and tested HEWI fixing materials for different wall systems (to be ordered separately) - sealing tape for sealing the fixing points is included in the scope of supply - floor supports 900.50.02040 and 900.50.02140 for retrofitting - produced in accordance with CE- and UKCA-Regulation (EU) 2017/745 on medical devices - fulfils the ÖNORM B1600/1601 and SIA 500 requirements Article no.: HEWI 900.50.15440 | https://catalog.hewi.com/en/p/9005015440 | https://catalog.hewi.com/storage/downloads/HEWI_900_50_15440_en.pdf
900.50.15460 | HEWI Hinged support rail Duo | Duo hinged support rail, System 900 - two parallel, round gripping levels arranged on top of each other - with flushing mechanism/function buttons (model E) - right-hand version - can be folded upwards and folded downwards with braked movement - blue button (wave symbol) for triggering the toilet flushing mechanism, red button (bell symbol) for triggering a freely definable function. (The function button does not fulfil the requirements for an emergency call according to DIN VDE 0834-1) - cable with bare wire ends for wall connection - including white cover for flush-mounted box - control voltage max. 30 V = SELV, PELV, switching current up to max. 2 A - suitable for all standard concealed cisterns with electrical control - projection 700 mm, 210 mm high and 101 mm wide, top rail diameter 33.7 mm, bottom rail diameter 25 mm - weight capacity up to 100 kg - made of stainless steel, powder-coated in HEWI colours DX (matt white), DC (matt black) and SC (matt dark grey pearl mica) - for mounting with non-corrosive and tested HEWI fixing materials for different wall systems (to be ordered separately) - sealing tape for sealing the fixing points is included in the scope of supply - floor supports 900.50.02060 and 900.50.02160 for retrofitting - produced in accordance with CE- and UKCA-Regulation (EU) 2017/745 on medical devices - fulfils the ÖNORM B1600/1601 and SIA 500 requirements Article no.: HEWI 900.50.15460 | https://catalog.hewi.com/en/p/9005015460 | https://catalog.hewi.com/storage/downloads/HEWI_900_50_15460_en.pdf
900.50.154XA | HEWI Hinged support rail Duo | Duo hinged support rail, System 900 - two parallel, round gripping levels arranged on top of each other - with flushing mechanism/function buttons (model E) - right-hand version - can be folded upwards and folded downwards with braked movement - blue button (wave symbol) for triggering the toilet flushing mechanism, red button (bell symbol) for triggering a freely definable function. (The function button does not fulfil the requirements for an emergency call according to DIN VDE 0834-1) - cable with bare wire ends for wall connection - including white cover for flush-mounted box - control voltage max. 30 V = SELV, PELV, switching current up to max. 2 A - suitable for all standard concealed cisterns with electrical control - projection 700 mm, 210 mm high and 101 mm wide, top rail diameter 33.7 mm, bottom rail diameter 25 mm - weight capacity up to 100 kg - made of stainless steel, satin - for mounting with non-corrosive and tested HEWI fixing materials for different wall systems (to be ordered separately) - sealing tape for sealing the fixing points is included in the scope of supply - floor supports 900.50.020XA and 900.50.021XA for retrofitting - produced in accordance with CE- and UKCA-Regulation (EU) 2017/745 on medical devices - fulfils the ÖNORM B1600/1601 and SIA 500 requirements Article no.: HEWI 900.50.154XA | https://catalog.hewi.com/en/p/90050154XA | https://catalog.hewi.com/storage/downloads/HEWI_900_50_154XA_en.pdf
900.50.15540 | HEWI Hinged support rail Duo | Duo hinged support rail, System 900 - two parallel, round gripping levels arranged on top of each other - with flushing mechanism/function buttons (model E) - right-hand version - can be folded upwards and folded downwards with braked movement - blue button (wave symbol) for triggering the toilet flushing mechanism, red button (bell symbol) for triggering a freely definable function. (The function button does not fulfil the requirements for an emergency call according to DIN VDE 0834-1) - cable with bare wire ends for wall connection - including white cover for flush-mounted box - control voltage max. 30 V = SELV, PELV, switching current up to max. 2 A - suitable for all standard concealed cisterns with electrical control - projection 750 mm, 210 mm high and 101 mm wide, top rail diameter 33.7 mm, bottom rail diameter 25 mm - weight capacity up to 100 kg - made of stainless steel, chrome - for mounting with non-corrosive and tested HEWI fixing materials for different wall systems (to be ordered separately) - sealing tape for sealing the fixing points is included in the scope of supply - floor supports 900.50.02040 and 900.50.02140 for retrofitting - produced in accordance with CE- and UKCA-Regulation (EU) 2017/745 on medical devices - fulfils the requirements applicable in Belgium (CWATUPE, WVG Vlaanderen) regarding the projection of the hinged support rail at the toilet Article no.: HEWI 900.50.15540 | https://catalog.hewi.com/en/p/9005015540 | https://catalog.hewi.com/storage/downloads/HEWI_900_50_15540_en.pdf
900.50.15560 | HEWI Hinged support rail Duo | Duo hinged support rail, System 900 - two parallel, round gripping levels arranged on top of each other - with flushing mechanism/function buttons (model E) - right-hand version - can be folded upwards and folded downwards with braked movement - blue button (wave symbol) for triggering the toilet flushing mechanism, red button (bell symbol) for triggering a freely definable function. (The function button does not fulfil the requirements for an emergency call according to DIN VDE 0834-1) - cable with bare wire ends for wall connection - including white cover for flush-mounted box - control voltage max. 30 V = SELV, PELV, switching current up to max. 2 A - suitable for all standard concealed cisterns with electrical control - projection 750 mm, 210 mm high and 101 mm wide, top rail diameter 33.7 mm, bottom rail diameter 25 mm - weight capacity up to 100 kg - made of stainless steel, powder-coated in HEWI colours DX (matt white), DC (matt black) and SC (matt dark grey pearl mica) - for mounting with non-corrosive and tested HEWI fixing materials for different wall systems (to be ordered separately) - sealing tape for sealing the fixing points is included in the scope of supply - floor supports 900.50.02060 and 900.50.02160 for retrofitting - produced in accordance with CE- and UKCA-Regulation (EU) 2017/745 on medical devices - fulfils the requirements applicable in Belgium (CWATUPE, WVG Vlaanderen) regarding the projection of the hinged support rail at the toilet Article no.: HEWI 900.50.15560 | https://catalog.hewi.com/en/p/9005015560 | https://catalog.hewi.com/storage/downloads/HEWI_900_50_15560_en.pdf
900.50.155XA | HEWI Hinged support rail Duo | Duo hinged support rail, System 900 - two parallel, round gripping levels arranged on top of each other - with flushing mechanism/function buttons (model E) - right-hand version - can be folded upwards and folded downwards with braked movement - blue button (wave symbol) for triggering the toilet flushing mechanism, red button (bell symbol) for triggering a freely definable function. (The function button does not fulfil the requirements for an emergency call according to DIN VDE 0834-1) - cable with bare wire ends for wall connection - including white cover for flush-mounted box - control voltage max. 30 V = SELV, PELV, switching current up to max. 2 A - suitable for all standard concealed cisterns with electrical control - projection 750 mm, 210 mm high and 101 mm wide, top rail diameter 33.7 mm, bottom rail diameter 25 mm - weight capacity up to 100 kg - made of stainless steel, satin - for mounting with non-corrosive and tested HEWI fixing materials for different wall systems (to be ordered separately) - sealing tape for sealing the fixing points is included in the scope of supply - floor supports 900.50.020XA and 900.50.021XA for retrofitting - produced in accordance with CE- and UKCA-Regulation (EU) 2017/745 on medical devices - fulfils the requirements applicable in Belgium (CWATUPE, WVG Vlaanderen) regarding the projection of the hinged support rail at the toilet Article no.: HEWI 900.50.155XA | https://catalog.hewi.com/en/p/90050155XA | https://catalog.hewi.com/storage/downloads/HEWI_900_50_155XA_en.pdf
900.50.15640 | HEWI Hinged support rail Duo | Duo hinged support rail, System 900 - two parallel, round gripping levels arranged on top of each other - with flushing mechanism/function buttons (model E) - right-hand version - can be folded upwards and folded downwards with braked movement - blue button (wave symbol) for triggering the toilet flushing mechanism, red button (bell symbol) for triggering a freely definable function. (The function button does not fulfil the requirements for an emergency call according to DIN VDE 0834-1) - cable with bare wire ends for wall connection - including white cover for flush-mounted box - control voltage max. 30 V = SELV, PELV, switching current up to max. 2 A - suitable for all standard concealed cisterns with electrical control - projection 850 mm, 210 mm high and 101 mm wide, top rail diameter 33.7 mm, bottom rail diameter 25 mm - weight capacity up to 100 kg - made of stainless steel, chrome - for mounting with non-corrosive and tested HEWI fixing materials for different wall systems (to be ordered separately) - sealing tape for sealing the fixing points is included in the scope of supply - floor supports 900.50.02040 and 900.50.02140 for retrofitting - produced in accordance with CE- and UKCA-Regulation (EU) 2017/745 on medical devices - fulfils the DIN 18040, ÖNORM B1600/1601 and SIA 500 requirements Article no.: HEWI 900.50.15640 | https://catalog.hewi.com/en/p/9005015640 | https://catalog.hewi.com/storage/downloads/HEWI_900_50_15640_en.pdf
900.50.15660 | HEWI Hinged support rail Duo | Duo hinged support rail, System 900 - two parallel, round gripping levels arranged on top of each other - with flushing mechanism/function buttons (model E) - right-hand version - can be folded upwards and folded downwards with braked movement - blue button (wave symbol) for triggering the toilet flushing mechanism, red button (bell symbol) for triggering a freely definable function. (The function button does not fulfil the requirements for an emergency call according to DIN VDE 0834-1) - cable with bare wire ends for wall connection - including white cover for flush-mounted box - control voltage max. 30 V = SELV, PELV, switching current up to max. 2 A - suitable for all standard concealed cisterns with electrical control - projection 850 mm, 210 mm high and 101 mm wide, top rail diameter 33.7 mm, bottom rail diameter 25 mm - weight capacity up to 100 kg - made of stainless steel, powder-coated in HEWI colours DX (matt white), DC (matt black) and SC (matt dark grey pearl mica) - for mounting with non-corrosive and tested HEWI fixing materials for different wall systems (to be ordered separately) - sealing tape for sealing the fixing points is included in the scope of supply - floor supports 900.50.02060 and 900.50.02160 for retrofitting - produced in accordance with CE- and UKCA-Regulation (EU) 2017/745 on medical devices - fulfils the DIN 18040, ÖNORM B1600/1601 and SIA 500 requirements Article no.: HEWI 900.50.15660 | https://catalog.hewi.com/en/p/9005015660 | https://catalog.hewi.com/storage/downloads/HEWI_900_50_15660_en.pdf
900.50.156XA | HEWI Hinged support rail Duo | Duo hinged support rail, System 900 - two parallel, round gripping levels arranged on top of each other - with flushing mechanism/function buttons (model E) - right-hand version - can be folded upwards and folded downwards with braked movement - blue button (wave symbol) for triggering the toilet flushing mechanism, red button (bell symbol) for triggering a freely definable function. (The function button does not fulfil the requirements for an emergency call according to DIN VDE 0834-1) - cable with bare wire ends for wall connection - including white cover for flush-mounted box - control voltage max. 30 V = SELV, PELV, switching current up to max. 2 A - suitable for all standard concealed cisterns with electrical control - projection 850 mm, 210 mm high and 101 mm wide, top rail diameter 33.7 mm, bottom rail diameter 25 mm - weight capacity up to 100 kg - made of stainless steel, satin - for mounting with non-corrosive and tested HEWI fixing materials for different wall systems (to be ordered separately) - sealing tape for sealing the fixing points is included in the scope of supply - floor supports 900.50.020XA and 900.50.021XA for retrofitting - produced in accordance with CE- and UKCA-Regulation (EU) 2017/745 on medical devices - fulfils the DIN 18040, ÖNORM B1600/1601 and SIA 500 requirements Article no.: HEWI 900.50.156XA | https://catalog.hewi.com/en/p/90050156XA | https://catalog.hewi.com/storage/downloads/HEWI_900_50_156XA_en.pdf
900.50.15740 | HEWI Hinged support rail Duo | Duo hinged support rail, System 900 - two parallel, round gripping levels arranged on top of each other - with flushing mechanism/function buttons (model E) - right-hand version - can be folded upwards and folded downwards with braked movement - blue button (wave symbol) for triggering the toilet flushing mechanism, red button (bell symbol) for triggering a freely definable function. (The function button does not fulfil the requirements for an emergency call according to DIN VDE 0834-1) - cable with bare wire ends for wall connection - including white cover for flush-mounted box - control voltage max. 30 V = SELV, PELV, switching current up to max. 2 A - suitable for all standard concealed cisterns with electrical control - projection 900 mm, 210 mm high and 101 mm wide, top rail diameter 33.7 mm, bottom rail diameter 25 mm - weight capacity up to 100 kg - made of stainless steel, chrome - for mounting with non-corrosive and tested HEWI fixing materials for different wall systems (to be ordered separately) - sealing tape for sealing the fixing points is included in the scope of supply - floor supports 900.50.02040 and 900.50.02140 for retrofitting - produced in accordance with CE- and UKCA-Regulation (EU) 2017/745 on medical devices - fulfils the ÖNORM B1600/1601 requirements Article no.: HEWI 900.50.15740 | https://catalog.hewi.com/en/p/9005015740 | https://catalog.hewi.com/storage/downloads/HEWI_900_50_15740_en.pdf
900.50.15760 | HEWI Hinged support rail Duo | Duo hinged support rail, System 900 - two parallel, round gripping levels arranged on top of each other - with flushing mechanism/function buttons (model E) - right-hand version - can be folded upwards and folded downwards with braked movement - blue button (wave symbol) for triggering the toilet flushing mechanism, red button (bell symbol) for triggering a freely definable function. (The function button does not fulfil the requirements for an emergency call according to DIN VDE 0834-1) - cable with bare wire ends for wall connection - including white cover for flush-mounted box - control voltage max. 30 V = SELV, PELV, switching current up to max. 2 A - suitable for all standard concealed cisterns with electrical control - projection 900 mm, 210 mm high and 101 mm wide, top rail diameter 33.7 mm, bottom rail diameter 25 mm - weight capacity up to 100 kg - made of stainless steel, powder-coated in HEWI colours DX (matt white), DC (matt black) and SC (matt dark grey pearl mica) - for mounting with non-corrosive and tested HEWI fixing materials for different wall systems (to be ordered separately) - sealing tape for sealing the fixing points is included in the scope of supply - floor supports 900.50.02060 and 900.50.02160 for retrofitting - produced in accordance with CE- and UKCA-Regulation (EU) 2017/745 on medical devices - fulfils the ÖNORM B1600/1601 requirements Article no.: HEWI 900.50.15760 | https://catalog.hewi.com/en/p/9005015760 | https://catalog.hewi.com/storage/downloads/HEWI_900_50_15760_en.pdf
900.50.157XA | HEWI Hinged support rail Duo | Duo hinged support rail, System 900 - two parallel, round gripping levels arranged on top of each other - with flushing mechanism/function buttons (model E) - right-hand version - can be folded upwards and folded downwards with braked movement - blue button (wave symbol) for triggering the toilet flushing mechanism, red button (bell symbol) for triggering a freely definable function. (The function button does not fulfil the requirements for an emergency call according to DIN VDE 0834-1) - cable with bare wire ends for wall connection - including white cover for flush-mounted box - control voltage max. 30 V = SELV, PELV, switching current up to max. 2 A - suitable for all standard concealed cisterns with electrical control - projection 900 mm, 210 mm high and 101 mm wide, top rail diameter 33.7 mm, bottom rail diameter 25 mm - weight capacity up to 100 kg - made of stainless steel, satin - for mounting with non-corrosive and tested HEWI fixing materials for different wall systems (to be ordered separately) - sealing tape for sealing the fixing points is included in the scope of supply - floor supports 900.50.020XA and 900.50.021XA for retrofitting - produced in accordance with CE- and UKCA-Regulation (EU) 2017/745 on medical devices - fulfils the ÖNORM B1600/1601 requirements Article no.: HEWI 900.50.157XA | https://catalog.hewi.com/en/p/90050157XA | https://catalog.hewi.com/storage/downloads/HEWI_900_50_157XA_en.pdf
900.50.15840 | HEWI Hinged support rail Duo | Hinged support rail Duo, design (B), System 900 - two parallel, round gripping levels arranged on top of each other - can be folded upwards and folded downwards with braked movement - projection 600 mm, 256 mm high and 75 mm wide, top rail diameter 33.7 mm, bottom rail diameter 25 mm - weight capacity up to 100 kg - made of stainless steel, chrome - wall plate made of polyamide with integrated steel core and cover made of chrome stainless steel - for mounting with non-corrosive and tested HEWI fixing materials for different wall systems (to be ordered separately) - sealing tape for sealing the fixing points is included in the scope of supply - floor supports 900.50.02040 and 900.50.02140 for retrofitting - produced in accordance with CE- and UKCA-Regulation (EU) 2017/745 on medical devices - fulfils the DIN 18040 requirements Article no.: HEWI 900.50.15840 | https://catalog.hewi.com/en/p/9005015840 | https://catalog.hewi.com/storage/downloads/HEWI_900_50_15840_en.pdf
900.50.15860 | HEWI Hinged support rail Duo | Hinged support rail Duo, design (B), System 900 - two parallel, round gripping levels arranged on top of each other - can be folded upwards and folded downwards with braked movement - projection 600 mm, 256 mm high and 75 mm wide, top rail diameter 33.7 mm, bottom rail diameter 25 mm - weight capacity up to 100 kg - made of stainless steel, powder-coated in HEWI colours DX (matt white), DC (matt black) and SC (matt dark grey pearl mica) - wall plate made of polyamide with integrated steel core and cover made of stainless steel, powder-coated in HEWI colours DX (matt white), DC (matt black) and SC (matt dark grey pearl mica) - for mounting with non-corrosive and tested HEWI fixing materials for different wall systems (to be ordered separately) - sealing tape for sealing the fixing points is included in the scope of supply - floor supports 900.50.02060 and 900.50.02160 for retrofitting - produced in accordance with CE- and UKCA-Regulation (EU) 2017/745 on medical devices - fulfils the DIN 18040 requirements Article no.: HEWI 900.50.15860 | https://catalog.hewi.com/en/p/9005015860 | https://catalog.hewi.com/storage/downloads/HEWI_900_50_15860_en.pdf
900.50.158XA | HEWI Hinged support rail Duo | Hinged support rail Duo, design (B), System 900 - two parallel, round gripping levels arranged on top of each other - can be folded upwards and folded downwards with braked movement - projection 600 mm, 256 mm high and 75 mm wide, top rail diameter 33.7 mm, bottom rail diameter 25 mm - weight capacity up to 100 kg - made of stainless steel, satin - wall plate made of polyamide with integrated steel core and satin stainless steel cover - for mounting with non-corrosive and tested HEWI fixing materials for different wall systems (to be ordered separately) - sealing tape for sealing the fixing points is included in the scope of supply - floor supports 900.50.020XA and 900.50.021XA for retrofitting - produced in accordance with CE- and UKCA-Regulation (EU) 2017/745 on medical devices - fulfils the DIN 18040 requirements Article no.: HEWI 900.50.158XA | https://catalog.hewi.com/en/p/90050158XA | https://catalog.hewi.com/storage/downloads/HEWI_900_50_158XA_en.pdf
900.50.15940 | HEWI Hinged support rail Duo | Hinged support rail Duo, design (B), System 900 - two parallel, round gripping levels arranged on top of each other - can be folded upwards and folded downwards with braked movement - projection 700 mm, 256 mm high and 75 mm wide, top rail diameter 33.7 mm, bottom rail diameter 25 mm - weight capacity up to 100 kg - made of stainless steel, chrome - wall plate made of polyamide with integrated steel core and cover made of chrome stainless steel - for mounting with non-corrosive and tested HEWI fixing materials for different wall systems (to be ordered separately) - sealing tape for sealing the fixing points is included in the scope of supply - floor supports 900.50.02040 and 900.50.02140 for retrofitting - produced in accordance with CE- and UKCA-Regulation (EU) 2017/745 on medical devices - fulfils the ÖNORM B1600/1601 and SIA 500 requirements Article no.: HEWI 900.50.15940 | https://catalog.hewi.com/en/p/9005015940 | https://catalog.hewi.com/storage/downloads/HEWI_900_50_15940_en.pdf
900.50.15960 | HEWI Hinged support rail Duo | Hinged support rail Duo, design (B), System 900 - two parallel, round gripping levels arranged on top of each other - can be folded upwards and folded downwards with braked movement - projection 700 mm, 256 mm high and 75 mm wide, top rail diameter 33.7 mm, bottom rail diameter 25 mm - weight capacity up to 100 kg - made of stainless steel, powder-coated in HEWI colours DX (matt white), DC (matt black) and SC (matt dark grey pearl mica) - wall plate made of polyamide with integrated steel core and cover made of stainless steel, powder-coated in HEWI colours DX (matt white), DC (matt black) and SC (matt dark grey pearl mica) - for mounting with non-corrosive and tested HEWI fixing materials for different wall systems (to be ordered separately) - sealing tape for sealing the fixing points is included in the scope of supply - floor supports 900.50.02060 and 900.50.02160 for retrofitting - produced in accordance with CE- and UKCA-Regulation (EU) 2017/745 on medical devices - fulfils the ÖNORM B1600/1601 and SIA 500 requirements Article no.: HEWI 900.50.15960 | https://catalog.hewi.com/en/p/9005015960 | https://catalog.hewi.com/storage/downloads/HEWI_900_50_15960_en.pdf
900.50.159XA | HEWI Hinged support rail Duo | Hinged support rail Duo, design (B), System 900 - two parallel, round gripping levels arranged on top of each other - can be folded upwards and folded downwards with braked movement - projection 700 mm, 256 mm high and 75 mm wide, top rail diameter 33.7 mm, bottom rail diameter 25 mm - weight capacity up to 100 kg - made of stainless steel, satin - wall plate made of polyamide with integrated steel core and satin stainless steel cover - for mounting with non-corrosive and tested HEWI fixing materials for different wall systems (to be ordered separately) - sealing tape for sealing the fixing points is included in the scope of supply - floor supports 900.50.020XA and 900.50.021XA for retrofitting - produced in accordance with CE- and UKCA-Regulation (EU) 2017/745 on medical devices - fulfils the ÖNORM B1600/1601 and SIA 500 requirements Article no.: HEWI 900.50.159XA | https://catalog.hewi.com/en/p/90050159XA | https://catalog.hewi.com/storage/downloads/HEWI_900_50_159XA_en.pdf
900.50.16040 | HEWI Hinged support rail Duo | Hinged support rail Duo, design (B), System 900 - two parallel, round gripping levels arranged on top of each other - can be folded upwards and folded downwards with braked movement - projection 750 mm, 256 mm high and 75 mm wide, top rail diameter 33.7 mm, bottom rail diameter 25 mm - weight capacity up to 100 kg - made of stainless steel, chrome - wall plate made of polyamide with integrated steel core and cover made of chrome stainless steel - for mounting with non-corrosive and tested HEWI fixing materials for different wall systems (to be ordered separately) - sealing tape for sealing the fixing points is included in the scope of supply - floor supports 900.50.02040 and 900.50.02140 for retrofitting - produced in accordance with CE- and UKCA-Regulation (EU) 2017/745 on medical devices - fulfils the requirements applicable in Belgium (CWATUPE, WVG Vlaanderen) regarding the projection of the hinged support rail at the toilet Article no.: HEWI 900.50.16040 | https://catalog.hewi.com/en/p/9005016040 | https://catalog.hewi.com/storage/downloads/HEWI_900_50_16040_en.pdf
900.50.16060 | HEWI Hinged support rail Duo | Hinged support rail Duo, design (B), System 900 - two parallel, round gripping levels arranged on top of each other - can be folded upwards and folded downwards with braked movement - projection 750 mm, 256 mm high and 75 mm wide, top rail diameter 33.7 mm, bottom rail diameter 25 mm - weight capacity up to 100 kg - made of stainless steel, powder-coated in HEWI colours DX (matt white), DC (matt black) and SC (matt dark grey pearl mica) - wall plate made of polyamide with integrated steel core and cover made of chrome stainless steel, powder-coated in HEWI colours DX (matt white), DC (matt black) and SC (matt dark grey pearl mica) - for mounting with non-corrosive and tested HEWI fixing materials for different wall systems (to be ordered separately) - sealing tape for sealing the fixing points is included in the scope of supply - floor supports 900.50.02060 and 900.50.02160 for retrofitting - produced in accordance with CE- and UKCA-Regulation (EU) 2017/745 on medical devices - fulfils the requirements applicable in Belgium (CWATUPE, WVG Vlaanderen) regarding the projection of the hinged support rail at the toilet Article no.: HEWI 900.50.16060 | https://catalog.hewi.com/en/p/9005016060 | https://catalog.hewi.com/storage/downloads/HEWI_900_50_16060_en.pdf
900.50.160XA | HEWI Hinged support rail Duo | Hinged support rail Duo, design (B), System 900 - two parallel, round gripping levels arranged on top of each other - can be folded upwards and folded downwards with braked movement - projection 750 mm, 256 mm high and 75 mm wide, top rail diameter 33.7 mm, bottom rail diameter 25 mm - weight capacity up to 100 kg - made of stainless steel, satin - wall plate made of polyamide with integrated steel core and satin stainless steel cover - for mounting with non-corrosive and tested HEWI fixing materials for different wall systems (to be ordered separately) - sealing tape for sealing the fixing points is included in the scope of supply - floor supports 900.50.020XA and 900.50.021XA for retrofitting - produced in accordance with CE- and UKCA-Regulation (EU) 2017/745 on medical devices - fulfils the requirements applicable in Belgium (CWATUPE, WVG Vlaanderen) regarding the projection of the hinged support rail at the toilet Article no.: HEWI 900.50.160XA | https://catalog.hewi.com/en/p/90050160XA | https://catalog.hewi.com/storage/downloads/HEWI_900_50_160XA_en.pdf
900.50.16140 | HEWI Hinged support rail Duo | Hinged support rail Duo, design (B), System 900 - two parallel, round gripping levels arranged on top of each other - can be folded upwards and folded downwards with braked movement - projection 850 mm, 256 mm high and 75 mm wide, top rail diameter 33.7 mm, bottom rail diameter 25 mm - weight capacity up to 100 kg - made of stainless steel, chrome - wall plate made of polyamide with integrated steel core and cover made of chrome stainless steel - for mounting with non-corrosive and tested HEWI fixing materials for different wall systems (to be ordered separately) - sealing tape for sealing the fixing points is included in the scope of supply - floor supports 900.50.02040 and 900.50.02140 for retrofitting - produced in accordance with CE- and UKCA-Regulation (EU) 2017/745 on medical devices - fulfils the DIN 18040, ÖNORM B1600/1601 and SIA 500 requirements Article no.: HEWI 900.50.16140 | https://catalog.hewi.com/en/p/9005016140 | https://catalog.hewi.com/storage/downloads/HEWI_900_50_16140_en.pdf
900.50.16160 | HEWI Hinged support rail Duo | Hinged support rail Duo, design (B), System 900 - two parallel, round gripping levels arranged on top of each other - can be folded upwards and folded downwards with braked movement - projection 850 mm, 256 mm high and 75 mm wide, top rail diameter 33.7 mm, bottom rail diameter 25 mm - weight capacity up to 100 kg - made of stainless steel, powder-coated in HEWI colours DX (matt white), DC (matt black) and SC (matt dark grey pearl mica) - wall plate made of polyamide with integrated steel core and cover made of stainless steel, powder-coated in HEWI colours DX (matt white), DC (matt black) and SC (matt dark grey pearl mica) - for mounting with non-corrosive and tested HEWI fixing materials for different wall systems (to be ordered separately) - sealing tape for sealing the fixing points is included in the scope of supply - floor supports 900.50.02060 and 900.50.02160 for retrofitting - produced in accordance with CE- and UKCA-Regulation (EU) 2017/745 on medical devices - fulfils the DIN 18040, ÖNORM B1600/1601 and SIA 500 requirements Article no.: HEWI 900.50.16160 | https://catalog.hewi.com/en/p/9005016160 | https://catalog.hewi.com/storage/downloads/HEWI_900_50_16160_en.pdf
900.50.161XA | HEWI Hinged support rail Duo | Hinged support rail Duo, design (B), System 900 - two parallel, round gripping levels arranged on top of each other - can be folded upwards and folded downwards with braked movement - projection 850 mm, 256 mm high and 75 mm wide, top rail diameter 33.7 mm, bottom rail diameter 25 mm - weight capacity up to 100 kg - made of stainless steel, satin - wall plate made of polyamide with integrated steel core and satin stainless steel cover - for mounting with non-corrosive and tested HEWI fixing materials for different wall systems (to be ordered separately) - sealing tape for sealing the fixing points is included in the scope of supply - floor supports 900.50.020XA and 900.50.021XA for retrofitting - produced in accordance with CE- and UKCA-Regulation (EU) 2017/745 on medical devices - fulfils the DIN 18040, ÖNORM B1600/1601 and SIA 500 requirements Article no.: HEWI 900.50.161XA | https://catalog.hewi.com/en/p/90050161XA | https://catalog.hewi.com/storage/downloads/HEWI_900_50_161XA_en.pdf
900.50.16240 | HEWI Hinged support rail Duo | Hinged support rail Duo, design (B), System 900 - two parallel, round gripping levels arranged on top of each other - can be folded upwards and folded downwards with braked movement - projection 900 mm, 256 mm high and 75 mm wide, top rail diameter 33.7 mm, bottom rail diameter 25 mm - weight capacity up to 100 kg - made of stainless steel, chrome - wall plate made of polyamide with integrated steel core and cover made of chrome stainless steel - for mounting with non-corrosive and tested HEWI fixing materials for different wall systems (to be ordered separately) - sealing tape for sealing the fixing points is included in the scope of supply - floor supports 900.50.02040 and 900.50.02140 for retrofitting - produced in accordance with CE- and UKCA-Regulation (EU) 2017/745 on medical devices - fulfils the ÖNORM B1600/1601 requirements Article no.: HEWI 900.50.16240 | https://catalog.hewi.com/en/p/9005016240 | https://catalog.hewi.com/storage/downloads/HEWI_900_50_16240_en.pdf
900.50.16260 | HEWI Hinged support rail Duo | Hinged support rail Duo, design (B), System 900 - two parallel, round gripping levels arranged on top of each other - can be folded upwards and folded downwards with braked movement - projection 900 mm, 256 mm high and 75 mm wide, top rail diameter 33.7 mm, bottom rail diameter 25 mm - weight capacity up to 100 kg - made of stainless steel, powder-coated in HEWI colours DX (matt white), DC (matt black) and SC (matt dark grey pearl mica) - wall plate made of polyamide with integrated steel core and cover made of stainless steel, powder-coated in HEWI colours DX (matt white), DC (matt black) and SC (matt dark grey pearl mica) - for mounting with non-corrosive and tested HEWI fixing materials for different wall systems (to be ordered separately) - sealing tape for sealing the fixing points is included in the scope of supply - floor supports 900.50.02060 and 900.50.02160 for retrofitting - produced in accordance with CE- and UKCA-Regulation (EU) 2017/745 on medical devices - fulfils the ÖNORM B1600/1601 requirements Article no.: HEWI 900.50.16260 | https://catalog.hewi.com/en/p/9005016260 | https://catalog.hewi.com/storage/downloads/HEWI_900_50_16260_en.pdf
900.50.162XA | HEWI Hinged support rail Duo | Hinged support rail Duo, design (B), System 900 - two parallel, round gripping levels arranged on top of each other - can be folded upwards and folded downwards with braked movement - projection 900 mm, 256 mm high and 75 mm wide, top rail diameter 33.7 mm, bottom rail diameter 25 mm - weight capacity up to 100 kg - made of stainless steel, satin - wall plate made of polyamide with integrated steel core and satin stainless steel cover - for mounting with non-corrosive and tested HEWI fixing materials for different wall systems (to be ordered separately) - sealing tape for sealing the fixing points is included in the scope of supply - floor supports 900.50.020XA and 900.50.021XA for retrofitting - produced in accordance with CE- and UKCA-Regulation (EU) 2017/745 on medical devices - fulfils the ÖNORM B1600/1601 requirements Article no.: HEWI 900.50.162XA | https://catalog.hewi.com/en/p/90050162XA | https://catalog.hewi.com/storage/downloads/HEWI_900_50_162XA_en.pdf
900.50.16340 | HEWI Hinged support rail Duo | Hinged support rail Duo, design (B), System 900 - two parallel, round gripping levels arranged on top of each other - with toilet roll holder - can be folded upwards and folded downwards with braked movement - projection 700 mm, 256 mm high and 75 mm wide, top rail diameter 33.7 mm, bottom rail diameter 25 mm - weight capacity up to 100 kg - made of stainless steel, chrome - wall plate made of polyamide with integrated steel core and cover made of chrome stainless steel - for mounting with non-corrosive and tested HEWI fixing materials for different wall systems (to be ordered separately) - sealing tape for sealing the fixing points is included in the scope of supply - floor supports 900.50.02040 and 900.50.02140 for retrofitting - produced in accordance with CE- and UKCA-Regulation (EU) 2017/745 on medical devices - fulfils the ÖNORM B1600/1601 and SIA 500 requirements Article no.: HEWI 900.50.16340 | https://catalog.hewi.com/en/p/9005016340 | https://catalog.hewi.com/storage/downloads/HEWI_900_50_16340_en.pdf
900.50.16360 | HEWI Hinged support rail Duo | Hinged support rail Duo, design (B), System 900 - two parallel, round gripping levels arranged on top of each other - with toilet roll holder - can be folded upwards and folded downwards with braked movement - projection 700 mm, 256 mm high and 75 mm wide, top rail diameter 33.7 mm, bottom rail diameter 25 mm - weight capacity up to 100 kg - made of stainless steel, powder-coated in HEWI colours DX (matt white), DC (matt black) and SC (matt dark grey pearl mica) - wall plate made of polyamide with integrated steel core and cover made of stainless steel, powder-coated in HEWI colours DX (matt white), DC (matt black) and SC (matt dark grey pearl mica) - for mounting with non-corrosive and tested HEWI fixing materials for different wall systems (to be ordered separately) - sealing tape for sealing the fixing points is included in the scope of supply - floor supports 900.50.02060 and 900.50.02160 for retrofitting - produced in accordance with CE- and UKCA-Regulation (EU) 2017/745 on medical devices - fulfils the ÖNORM B1600/1601 and SIA 500 requirements Article no.: HEWI 900.50.16360 | https://catalog.hewi.com/en/p/9005016360 | https://catalog.hewi.com/storage/downloads/HEWI_900_50_16360_en.pdf
900.50.163XA | HEWI Hinged support rail Duo | Hinged support rail Duo, design (B), System 900 - two parallel, round gripping levels arranged on top of each other - with toilet roll holder - can be folded upwards and folded downwards with braked movement - projection 700 mm, 256 mm high and 75 mm wide, top rail diameter 33.7 mm, bottom rail diameter 25 mm - weight capacity up to 100 kg - made of stainless steel, satin - wall plate made of polyamide with integrated steel core and satin stainless steel cover - for mounting with non-corrosive and tested HEWI fixing materials for different wall systems (to be ordered separately) - sealing tape for sealing the fixing points is included in the scope of supply - floor supports 900.50.020XA and 900.50.021XA for retrofitting - produced in accordance with CE- and UKCA-Regulation (EU) 2017/745 on medical devices - fulfils the ÖNORM B1600/1601 and SIA 500 requirements Article no.: HEWI 900.50.163XA | https://catalog.hewi.com/en/p/90050163XA | https://catalog.hewi.com/storage/downloads/HEWI_900_50_163XA_en.pdf
900.50.16440 | HEWI Hinged support rail Duo | Hinged support rail Duo, design (B), System 900 - two parallel, round gripping levels arranged on top of each other - with toilet roll holder - can be folded upwards and folded downwards with braked movement - projection 750 mm, 256 mm high and 75 mm wide, top rail diameter 33.7 mm, bottom rail diameter 25 mm - weight capacity up to 100 kg - made of stainless steel, chrome - wall plate made of polyamide with integrated steel core and cover made of chrome stainless steel - for mounting with non-corrosive and tested HEWI fixing materials for different wall systems (to be ordered separately) - sealing tape for sealing the fixing points is included in the scope of supply - floor supports 900.50.02040 and 900.50.02140 for retrofitting - produced in accordance with CE- and UKCA-Regulation (EU) 2017/745 on medical devices - fulfils the requirements applicable in Belgium (CWATUPE, WVG Vlaanderen) regarding the projection of the hinged support rail at the toilet Article no.: HEWI 900.50.16440 | https://catalog.hewi.com/en/p/9005016440 | https://catalog.hewi.com/storage/downloads/HEWI_900_50_16440_en.pdf
900.50.16460 | HEWI Hinged support rail Duo | Hinged support rail Duo, design (B), System 900 - two parallel, round gripping levels arranged on top of each other - with toilet roll holder - can be folded upwards and folded downwards with braked movement - projection 750 mm, 256 mm high and 75 mm wide, top rail diameter 33.7 mm, bottom rail diameter 25 mm - weight capacity up to 100 kg - made of stainless steel, powder-coated in HEWI colours DX (matt white), DC (matt black) and SC (matt dark grey pearl mica) - wall plate made of polyamide with integrated steel core and cover made of stainless steel, powder-coated in HEWI colours DX (matt white), DC (matt black) and SC (matt dark grey pearl mica) - for mounting with non-corrosive and tested HEWI fixing materials for different wall systems (to be ordered separately) - sealing tape for sealing the fixing points is included in the scope of supply - floor supports 900.50.02060 and 900.50.02160 for retrofitting - produced in accordance with CE- and UKCA-Regulation (EU) 2017/745 on medical devices - fulfils the requirements applicable in Belgium (CWATUPE, WVG Vlaanderen) regarding the projection of the hinged support rail at the toilet Article no.: HEWI 900.50.16460 | https://catalog.hewi.com/en/p/9005016460 | https://catalog.hewi.com/storage/downloads/HEWI_900_50_16460_en.pdf
900.50.164XA | HEWI Hinged support rail Duo | Hinged support rail Duo, design (B), System 900 - two parallel, round gripping levels arranged on top of each other - with toilet roll holder - can be folded upwards and folded downwards with braked movement - projection 750 mm, 256 mm high and 75 mm wide, top rail diameter 33.7 mm, bottom rail diameter 25 mm - weight capacity up to 100 kg - made of stainless steel, satin - wall plate made of polyamide with integrated steel core and satin stainless steel cover - for mounting with non-corrosive and tested HEWI fixing materials for different wall systems (to be ordered separately) - sealing tape for sealing the fixing points is included in the scope of supply - floor supports 900.50.020XA and 900.50.021XA for retrofitting - produced in accordance with CE- and UKCA-Regulation (EU) 2017/745 on medical devices - fulfils the requirements applicable in Belgium (CWATUPE, WVG Vlaanderen) regarding the projection of the hinged support rail at the toilet Article no.: HEWI 900.50.164XA | https://catalog.hewi.com/en/p/90050164XA | https://catalog.hewi.com/storage/downloads/HEWI_900_50_164XA_en.pdf
900.50.16540 | HEWI Hinged support rail Duo | Hinged support rail Duo, design (B), System 900 - two parallel, round gripping levels arranged on top of each other - with toilet roll holder - can be folded upwards and folded downwards with braked movement - projection 850 mm, 256 mm high and 75 mm wide, top rail diameter 33.7 mm, bottom rail diameter 25 mm - weight capacity up to 100 kg - made of stainless steel, chrome - wall plate made of polyamide with integrated steel core and cover made of chrome stainless steel - for mounting with non-corrosive and tested HEWI fixing materials for different wall systems (to be ordered separately) - sealing tape for sealing the fixing points is included in the scope of supply - floor supports 900.50.02040 and 900.50.02140 for retrofitting - produced in accordance with CE- and UKCA-Regulation (EU) 2017/745 on medical devices - fulfils the DIN 18040, ÖNORM B1600/1601 and SIA 500 requirements Article no.: HEWI 900.50.16540 | https://catalog.hewi.com/en/p/9005016540 | https://catalog.hewi.com/storage/downloads/HEWI_900_50_16540_en.pdf
900.50.16560 | HEWI Hinged support rail Duo | Hinged support rail Duo, design (B), System 900 - two parallel, round gripping levels arranged on top of each other - with toilet roll holder - can be folded upwards and folded downwards with braked movement - projection 850 mm, 256 mm high and 75 mm wide, top rail diameter 33.7 mm, bottom rail diameter 25 mm - weight capacity up to 100 kg - made of stainless steel, powder-coated in HEWI colours DX (matt white), DC (matt black) and SC (matt dark grey pearl mica) - wall plate made of polyamide with integrated steel core and cover made of stainless steel, powder-coated in HEWI colours DX (matt white), DC (matt black) and SC (matt dark grey pearl mica) - for mounting with non-corrosive and tested HEWI fixing materials for different wall systems (to be ordered separately) - sealing tape for sealing the fixing points is included in the scope of supply - floor supports 900.50.02060 and 900.50.02160 for retrofitting - produced in accordance with CE- and UKCA-Regulation (EU) 2017/745 on medical devices - fulfils the DIN 18040, ÖNORM B1600/1601 and SIA 500 requirements Article no.: HEWI 900.50.16560 | https://catalog.hewi.com/en/p/9005016560 | https://catalog.hewi.com/storage/downloads/HEWI_900_50_16560_en.pdf
900.50.165XA | HEWI Hinged support rail Duo | Hinged support rail Duo, design (B), System 900 - two parallel, round gripping levels arranged on top of each other - with toilet roll holder - can be folded upwards and folded downwards with braked movement - projection 850 mm, 256 mm high and 75 mm wide, top rail diameter 33.7 mm, bottom rail diameter 25 mm - weight capacity up to 100 kg - made of stainless steel, satin - wall plate made of polyamide with integrated steel core and satin stainless steel cover - for mounting with non-corrosive and tested HEWI fixing materials for different wall systems (to be ordered separately) - sealing tape for sealing the fixing points is included in the scope of supply - floor supports 900.50.020XA and 900.50.021XA for retrofitting - produced in accordance with CE- and UKCA-Regulation (EU) 2017/745 on medical devices - fulfils the DIN 18040, ÖNORM B1600/1601 and SIA 500 requirements Article no.: HEWI 900.50.165XA | https://catalog.hewi.com/en/p/90050165XA | https://catalog.hewi.com/storage/downloads/HEWI_900_50_165XA_en.pdf
900.50.16640 | HEWI Hinged support rail Duo | Hinged support rail Duo, design (B), System 900 - two parallel, round gripping levels arranged on top of each other - with toilet roll holder - can be folded upwards and folded downwards with braked movement - projection 900 mm, 256 mm high and 75 mm wide, top rail diameter 33.7 mm, bottom rail diameter 25 mm - weight capacity up to 100 kg - made of stainless steel, chrome - wall plate made of polyamide with integrated steel core and cover made of chrome stainless steel - for mounting with non-corrosive and tested HEWI fixing materials for different wall systems (to be ordered separately) - sealing tape for sealing the fixing points is included in the scope of supply - floor supports 900.50.02040 and 900.50.02140 for retrofitting - produced in accordance with CE- and UKCA-Regulation (EU) 2017/745 on medical devices - fulfils the ÖNORM B1600/1601 requirements Article no.: HEWI 900.50.16640 | https://catalog.hewi.com/en/p/9005016640 | https://catalog.hewi.com/storage/downloads/HEWI_900_50_16640_en.pdf
900.50.16660 | HEWI Hinged support rail Duo | Hinged support rail Duo, design (B), System 900 - two parallel, round gripping levels arranged on top of each other - with toilet roll holder - can be folded upwards and folded downwards with braked movement - projection 900 mm, 256 mm high and 75 mm wide, top rail diameter 33.7 mm, bottom rail diameter 25 mm - weight capacity up to 100 kg - made of stainless steel, powder-coated in HEWI colours DX (matt white), DC (matt black) and SC (matt dark grey pearl mica) - wall plate made of polyamide with integrated steel core and cover made of stainless steel, powder-coated in HEWI colours DX (matt white), DC (matt black) and SC (matt dark grey pearl mica) - for mounting with non-corrosive and tested HEWI fixing materials for different wall systems (to be ordered separately) - sealing tape for sealing the fixing points is included in the scope of supply - floor supports 900.50.02060 and 900.50.02160 for retrofitting - produced in accordance with CE- and UKCA-Regulation (EU) 2017/745 on medical devices - fulfils the ÖNORM B1600/1601 requirements Article no.: HEWI 900.50.16660 | https://catalog.hewi.com/en/p/9005016660 | https://catalog.hewi.com/storage/downloads/HEWI_900_50_16660_en.pdf
900.50.166XA | HEWI Hinged support rail Duo | Hinged support rail Duo, design (B), System 900 - two parallel, round gripping levels arranged on top of each other - with toilet roll holder - can be folded upwards and folded downwards with braked movement - projection 900 mm, 256 mm high and 75 mm wide, top rail diameter 33.7 mm, bottom rail diameter 25 mm - weight capacity up to 100 kg - made of stainless steel, satin - wall plate made of polyamide with integrated steel core and satin stainless steel cover - for mounting with non-corrosive and tested HEWI fixing materials for different wall systems (to be ordered separately) - sealing tape for sealing the fixing points is included in the scope of supply - floor supports 900.50.020XA and 900.50.021XA for retrofitting - produced in accordance with CE- and UKCA-Regulation (EU) 2017/745 on medical devices - fulfils the ÖNORM B1600/1601 requirements Article no.: HEWI 900.50.166XA | https://catalog.hewi.com/en/p/90050166XA | https://catalog.hewi.com/storage/downloads/HEWI_900_50_166XA_en.pdf
900.50.16740 | HEWI Hinged support rail Duo | Hinged support rail Duo, design (B), System 900 - two parallel, round gripping levels arranged on top of each other - with toilet roll holder and radio-controlled flushing mechanism - left-hand version - can be folded upwards and folded downwards with braked movement - blue button (wave symbol) for triggering the toilet flushing mechanism - transmission frequency 868.4 MHz - suitable for radio-controlled toilet flushing systems made by Geberit, Friatec, Mepa, Sanit, Viega, TECE and Grohe - projection 700 mm, 256 mm high and 75 mm wide, top rail diameter 33.7 mm, bottom rail diameter 25 mm - weight capacity up to 100 kg - made of stainless steel, chrome - wall plate made of polyamide with integrated steel core and cover made of chrome stainless steel - for mounting with non-corrosive and tested HEWI fixing materials for different wall systems (to be ordered separately) - sealing tape for sealing the fixing points is included in the scope of supply - floor supports 900.50.02040 and 900.50.02140 for retrofitting - produced in accordance with CE- and UKCA-Regulation (EU) 2017/745 on medical devices - fulfils the ÖNORM B1600/1601 and SIA 500 requirements Article no.: HEWI 900.50.16740 | https://catalog.hewi.com/en/p/9005016740 | https://catalog.hewi.com/storage/downloads/HEWI_900_50_16740_en.pdf
900.50.16760 | HEWI Hinged support rail Duo | Hinged support rail Duo, design (B), System 900 - two parallel, round gripping levels arranged on top of each other - with toilet roll holder and radio-controlled flushing mechanism - left-hand version - can be folded upwards and folded downwards with braked movement - blue button (wave symbol) for triggering the toilet flushing mechanism - transmission frequency 868.4 MHz - suitable for radio-controlled toilet flushing systems made by Geberit, Friatec, Mepa, Sanit, Viega, TECE and Grohe - projection 700 mm, 256 mm high and 75 mm wide, top rail diameter 33.7 mm, bottom rail diameter 25 mm - weight capacity up to 100 kg - made of stainless steel, powder-coated in HEWI colours DX (matt white), DC (matt black) and SC (matt dark grey pearl mica) - wall plate made of polyamide with integrated steel core and cover made of stainless steel, powder-coated in HEWI colours DX (matt white), DC (matt black) and SC (matt dark grey pearl mica) - for mounting with non-corrosive and tested HEWI fixing materials for different wall systems (to be ordered separately) - sealing tape for sealing the fixing points is included in the scope of supply - floor supports 900.50.02060 and 900.50.02160 for retrofitting - produced in accordance with CE- and UKCA-Regulation (EU) 2017/745 on medical devices - fulfils the ÖNORM B1600/1601 and SIA 500 requirements Article no.: HEWI 900.50.16760 | https://catalog.hewi.com/en/p/9005016760 | https://catalog.hewi.com/storage/downloads/HEWI_900_50_16760_en.pdf
900.50.167XA | HEWI Hinged support rail Duo | Hinged support rail Duo, design (B), System 900 - two parallel, round gripping levels arranged on top of each other - with toilet roll holder and radio-controlled flushing mechanism - left-hand version - can be folded upwards and folded downwards with braked movement - blue button (wave symbol) for triggering the toilet flushing mechanism - transmission frequency 868.4 MHz - suitable for radio-controlled toilet flushing systems made by Geberit, Friatec, Mepa, Sanit, Viega, TECE and Grohe - projection 700 mm, 256 mm high and 75 mm wide, top rail diameter 33.7 mm, bottom rail diameter 25 mm - weight capacity up to 100 kg - made of stainless steel, satin - wall plate made of polyamide with integrated steel core and satin stainless steel cover - for mounting with non-corrosive and tested HEWI fixing materials for different wall systems (to be ordered separately) - sealing tape for sealing the fixing points is included in the scope of supply - floor supports 900.50.020XA and 900.50.021XA for retrofitting - produced in accordance with CE- and UKCA-Regulation (EU) 2017/745 on medical devices - fulfils the ÖNORM B1600/1601 and SIA 500 requirements Article no.: HEWI 900.50.167XA | https://catalog.hewi.com/en/p/90050167XA | https://catalog.hewi.com/storage/downloads/HEWI_900_50_167XA_en.pdf
900.50.16840 | HEWI Hinged support rail Duo | Hinged support rail Duo, design (B), System 900 - two parallel, round gripping levels arranged on top of each other - with toilet roll holder and radio-controlled flushing mechanism - left-hand version - can be folded upwards and folded downwards with braked movement - blue button (wave symbol) for triggering the toilet flushing mechanism - transmission frequency 868.4 MHz - suitable for radio-controlled toilet flushing systems made by Geberit, Friatec, Mepa, Sanit, Viega, TECE and Grohe - projection 750 mm, 256 mm high and 75 mm wide, top rail diameter 33.7 mm, bottom rail diameter 25 mm - weight capacity up to 100 kg - made of stainless steel, chrome - wall plate made of polyamide with integrated steel core and cover made of chrome stainless steel - for mounting with non-corrosive and tested HEWI fixing materials for different wall systems (to be ordered separately) - sealing tape for sealing the fixing points is included in the scope of supply - floor supports 900.50.02040 and 900.50.02140 for retrofitting - produced in accordance with CE- and UKCA-Regulation (EU) 2017/745 on medical devices - fulfils the requirements applicable in Belgium (CWATUPE, WVG Vlaanderen) regarding the projection of the hinged support rail at the toilet Article no.: HEWI 900.50.16840 | https://catalog.hewi.com/en/p/9005016840 | https://catalog.hewi.com/storage/downloads/HEWI_900_50_16840_en.pdf
900.50.16860 | HEWI Hinged support rail Duo | Hinged support rail Duo, design (B), System 900 - two parallel, round gripping levels arranged on top of each other - with toilet roll holder and radio-controlled flushing mechanism - left-hand version - can be folded upwards and folded downwards with braked movement - blue button (wave symbol) for triggering the toilet flushing mechanism - transmission frequency 868.4 MHz - suitable for radio-controlled toilet flushing systems made by Geberit, Friatec, Mepa, Sanit, Viega, TECE and Grohe - projection 750 mm, 256 mm high and 75 mm wide, top rail diameter 33.7 mm, bottom rail diameter 25 mm - weight capacity up to 100 kg - made of stainless steel, powder-coated in HEWI colours DX (matt white), DC (matt black) and SC (matt dark grey pearl mica) - wall plate made of polyamide with integrated steel core and cover made of stainless steel, powder-coated in HEWI colours DX (matt white), DC (matt black) and SC (matt dark grey pearl mica) - for mounting with non-corrosive and tested HEWI fixing materials for different wall systems (to be ordered separately) - sealing tape for sealing the fixing points is included in the scope of supply - floor supports 900.50.02060 and 900.50.02160 for retrofitting - produced in accordance with CE- and UKCA-Regulation (EU) 2017/745 on medical devices - fulfils the requirements applicable in Belgium (CWATUPE, WVG Vlaanderen) regarding the projection of the hinged support rail at the toilet Article no.: HEWI 900.50.16860 | https://catalog.hewi.com/en/p/9005016860 | https://catalog.hewi.com/storage/downloads/HEWI_900_50_16860_en.pdf
900.50.168XA | HEWI Hinged support rail Duo | Hinged support rail Duo, design (B), System 900 - two parallel, round gripping levels arranged on top of each other - with toilet roll holder and radio-controlled flushing mechanism - left-hand version - can be folded upwards and folded downwards with braked movement - blue button (wave symbol) for triggering the toilet flushing mechanism - transmission frequency 868.4 MHz - suitable for radio-controlled toilet flushing systems made by Geberit, Friatec, Mepa, Sanit, Viega, TECE and Grohe - projection 750 mm, 256 mm high and 75 mm wide, top rail diameter 33.7 mm, bottom rail diameter 25 mm - weight capacity up to 100 kg - made of stainless steel, satin - wall plate made of polyamide with integrated steel core and satin stainless steel cover - for mounting with non-corrosive and tested HEWI fixing materials for different wall systems (to be ordered separately) - sealing tape for sealing the fixing points is included in the scope of supply - floor supports 900.50.020XA and 900.50.021XA for retrofitting - produced in accordance with CE- and UKCA-Regulation (EU) 2017/745 on medical devices - fulfils the requirements applicable in Belgium (CWATUPE, WVG Vlaanderen) regarding the projection of the hinged support rail at the toilet Article no.: HEWI 900.50.168XA | https://catalog.hewi.com/en/p/90050168XA | https://catalog.hewi.com/storage/downloads/HEWI_900_50_168XA_en.pdf
900.50.16940 | HEWI Hinged support rail Duo | Hinged support rail Duo, design (B), System 900 - two parallel, round gripping levels arranged on top of each other - with toilet roll holder and radio-controlled flushing mechanism - left-hand version - can be folded upwards and folded downwards with braked movement - blue button (wave symbol) for triggering the toilet flushing mechanism - transmission frequency 868.4 MHz - suitable for radio-controlled toilet flushing systems made by Geberit, Friatec, Mepa, Sanit, Viega, TECE and Grohe - projection 850 mm, 256 mm high and 75 mm wide, top rail diameter 33.7 mm, bottom rail diameter 25 mm - weight capacity up to 100 kg - made of stainless steel, chrome - wall plate made of polyamide with integrated steel core and cover made of chrome stainless steel - for mounting with non-corrosive and tested HEWI fixing materials for different wall systems (to be ordered separately) - sealing tape for sealing the fixing points is included in the scope of supply - floor supports 900.50.02040 and 900.50.02140 for retrofitting - produced in accordance with CE- and UKCA-Regulation (EU) 2017/745 on medical devices - fulfils the DIN 18040, ÖNORM B1600/1601 and SIA 500 requirements Article no.: HEWI 900.50.16940 | https://catalog.hewi.com/en/p/9005016940 | https://catalog.hewi.com/storage/downloads/HEWI_900_50_16940_en.pdf
900.50.16960 | HEWI Hinged support rail Duo | Hinged support rail Duo, design (B), System 900 - two parallel, round gripping levels arranged on top of each other - with toilet roll holder and radio-controlled flushing mechanism - left-hand version - can be folded upwards and folded downwards with braked movement - blue button (wave symbol) for triggering the toilet flushing mechanism - transmission frequency 868.4 MHz - suitable for radio-controlled toilet flushing systems made by Geberit, Friatec, Mepa, Sanit, Viega, TECE and Grohe - projection 850 mm, 256 mm high and 75 mm wide, top rail diameter 33.7 mm, bottom rail diameter 25 mm - weight capacity up to 100 kg - made of stainless steel, powder-coated in HEWI colours DX (matt white), DC (matt black) and SC (matt dark grey pearl mica) - wall plate made of polyamide with integrated steel core and cover made of stainless steel, powder-coated in HEWI colours DX (matt white), DC (matt black) and SC (matt dark grey pearl mica) - for mounting with non-corrosive and tested HEWI fixing materials for different wall systems (to be ordered separately) - sealing tape for sealing the fixing points is included in the scope of supply - floor supports 900.50.02060 and 900.50.02160 for retrofitting - produced in accordance with CE- and UKCA-Regulation (EU) 2017/745 on medical devices - fulfils the DIN 18040, ÖNORM B1600/1601 and SIA 500 requirements Article no.: HEWI 900.50.16960 | https://catalog.hewi.com/en/p/9005016960 | https://catalog.hewi.com/storage/downloads/HEWI_900_50_16960_en.pdf
900.50.169XA | HEWI Hinged support rail Duo | Hinged support rail Duo, design (B), System 900 - two parallel, round gripping levels arranged on top of each other - with toilet roll holder and radio-controlled flushing mechanism - left-hand version - can be folded upwards and folded downwards with braked movement - blue button (wave symbol) for triggering the toilet flushing mechanism - transmission frequency 868.4 MHz - suitable for radio-controlled toilet flushing systems made by Geberit, Friatec, Mepa, Sanit, Viega, TECE and Grohe - projection 850 mm, 256 mm high and 75 mm wide, top rail diameter 33.7 mm, bottom rail diameter 25 mm - weight capacity up to 100 kg - made of stainless steel, satin - wall plate made of polyamide with integrated steel core and satin stainless steel cover - for mounting with non-corrosive and tested HEWI fixing materials for different wall systems (to be ordered separately) - sealing tape for sealing the fixing points is included in the scope of supply - floor supports 900.50.020XA and 900.50.021XA for retrofitting - produced in accordance with CE- and UKCA-Regulation (EU) 2017/745 on medical devices - fulfils the DIN 18040, ÖNORM B1600/1601 and SIA 500 requirements Article no.: HEWI 900.50.169XA | https://catalog.hewi.com/en/p/90050169XA | https://catalog.hewi.com/storage/downloads/HEWI_900_50_169XA_en.pdf
900.50.17040 | HEWI Hinged support rail Duo | Hinged support rail Duo, design (B), System 900 - two parallel, round gripping levels arranged on top of each other - with toilet roll holder and radio-controlled flushing mechanism - left-hand version - can be folded upwards and folded downwards with braked movement - blue button (wave symbol) for triggering the toilet flushing mechanism - transmission frequency 868.4 MHz - suitable for radio-controlled toilet flushing systems made by Geberit, Friatec, Mepa, Sanit, Viega, TECE and Grohe - projection 900 mm, 256 mm high and 75 mm wide, top rail diameter 33.7 mm, bottom rail diameter 25 mm - weight capacity up to 100 kg - made of stainless steel, chrome - wall plate made of polyamide with integrated steel core and cover made of chrome stainless steel - for mounting with non-corrosive and tested HEWI fixing materials for different wall systems (to be ordered separately) - sealing tape for sealing the fixing points is included in the scope of supply - floor supports 900.50.02040 and 900.50.02140 for retrofitting - produced in accordance with CE- and UKCA-Regulation (EU) 2017/745 on medical devices - fulfils the ÖNORM B1600/1601 requirements Article no.: HEWI 900.50.17040 | https://catalog.hewi.com/en/p/9005017040 | https://catalog.hewi.com/storage/downloads/HEWI_900_50_17040_en.pdf
900.50.17060 | HEWI Hinged support rail Duo | Hinged support rail Duo, design (B), System 900 - two parallel, round gripping levels arranged on top of each other - with toilet roll holder and radio-controlled flushing mechanism - left-hand version - can be folded upwards and folded downwards with braked movement - blue button (wave symbol) for triggering the toilet flushing mechanism - transmission frequency 868.4 MHz - suitable for radio-controlled toilet flushing systems made by Geberit, Friatec, Mepa, Sanit, Viega, TECE and Grohe - projection 900 mm, 256 mm high and 75 mm wide, top rail diameter 33.7 mm, bottom rail diameter 25 mm - weight capacity up to 100 kg - made of stainless steel, powder-coated in HEWI colours DX (matt white), DC (matt black) and SC (matt dark grey pearl mica) - wall plate made of polyamide with integrated steel core and cover made of stainless steel, powder-coated in HEWI colours DX (matt white), DC (matt black) and SC (matt dark grey pearl mica) - for mounting with non-corrosive and tested HEWI fixing materials for different wall systems (to be ordered separately) - sealing tape for sealing the fixing points is included in the scope of supply - floor supports 900.50.02060 and 900.50.02160 for retrofitting - produced in accordance with CE- and UKCA-Regulation (EU) 2017/745 on medical devices - fulfils the ÖNORM B1600/1601 requirements Article no.: HEWI 900.50.17060 | https://catalog.hewi.com/en/p/9005017060 | https://catalog.hewi.com/storage/downloads/HEWI_900_50_17060_en.pdf
900.50.170XA | HEWI Hinged support rail Duo | Hinged support rail Duo, design (B), System 900 - two parallel, round gripping levels arranged on top of each other - with toilet roll holder and radio-controlled flushing mechanism - left-hand version - can be folded upwards and folded downwards with braked movement - blue button (wave symbol) for triggering the toilet flushing mechanism - transmission frequency 868.4 MHz - suitable for radio-controlled toilet flushing systems made by Geberit, Friatec, Mepa, Sanit, Viega, TECE and Grohe - projection 900 mm, 256 mm high and 75 mm wide, top rail diameter 33.7 mm, bottom rail diameter 25 mm - weight capacity up to 100 kg - made of stainless steel, satin - wall plate made of polyamide with integrated steel core and satin stainless steel cover - for mounting with non-corrosive and tested HEWI fixing materials for different wall systems (to be ordered separately) - sealing tape for sealing the fixing points is included in the scope of supply - floor supports 900.50.020XA and 900.50.021XA for retrofitting - produced in accordance with CE- and UKCA-Regulation (EU) 2017/745 on medical devices - fulfils the ÖNORM B1600/1601 requirements Article no.: HEWI 900.50.170XA | https://catalog.hewi.com/en/p/90050170XA | https://catalog.hewi.com/storage/downloads/HEWI_900_50_170XA_en.pdf
900.50.17140 | HEWI Hinged support rail Duo | Hinged support rail Duo, design (B), System 900 - two parallel, round gripping levels arranged on top of each other - with toilet roll holder and radio-controlled flushing mechanism - right-hand version - can be folded upwards and folded downwards with braked movement - blue button (wave symbol) for triggering the toilet flushing mechanism - transmission frequency 868.4 MHz - suitable for radio-controlled toilet flushing systems made by Geberit, Friatec, Mepa, Sanit, Viega, TECE and Grohe - projection 700 mm, 256 mm high and 75 mm wide, top rail diameter 33.7 mm, bottom rail diameter 25 mm - weight capacity up to 100 kg - made of stainless steel, chrome - wall plate made of polyamide with integrated steel core and cover made of chrome stainless steel - for mounting with non-corrosive and tested HEWI fixing materials for different wall systems (to be ordered separately) - sealing tape for sealing the fixing points is included in the scope of supply - floor supports 900.50.02040 and 900.50.02140 for retrofitting - produced in accordance with CE- and UKCA-Regulation (EU) 2017/745 on medical devices - fulfils the ÖNORM B1600/1601 and SIA 500 requirements Article no.: HEWI 900.50.17140 | https://catalog.hewi.com/en/p/9005017140 | https://catalog.hewi.com/storage/downloads/HEWI_900_50_17140_en.pdf
900.50.17160 | HEWI Hinged support rail Duo | Hinged support rail Duo, design (B), System 900 - two parallel, round gripping levels arranged on top of each other - with toilet roll holder and radio-controlled flushing mechanism - right-hand version - can be folded upwards and folded downwards with braked movement - blue button (wave symbol) for triggering the toilet flushing mechanism - transmission frequency 868.4 MHz - suitable for radio-controlled toilet flushing systems made by Geberit, Friatec, Mepa, Sanit, Viega, TECE and Grohe - projection 700 mm, 256 mm high and 75 mm wide, top rail diameter 33.7 mm, bottom rail diameter 25 mm - weight capacity up to 100 kg - made of stainless steel, powder-coated in HEWI colours DX (matt white), DC (matt black) and SC (matt dark grey pearl mica) - wall plate made of polyamide with integrated steel core and cover made of stainless steel, powder-coated in HEWI colours DX (matt white), DC (matt black) and SC (matt dark grey pearl mica) - for mounting with non-corrosive and tested HEWI fixing materials for different wall systems (to be ordered separately) - sealing tape for sealing the fixing points is included in the scope of supply - floor supports 900.50.02060 and 900.50.02160 for retrofitting - produced in accordance with CE- and UKCA-Regulation (EU) 2017/745 on medical devices - fulfils the ÖNORM B1600/1601 and SIA 500 requirements Article no.: HEWI 900.50.17160 | https://catalog.hewi.com/en/p/9005017160 | https://catalog.hewi.com/storage/downloads/HEWI_900_50_17160_en.pdf
900.50.171XA | HEWI Hinged support rail Duo | Hinged support rail Duo, design (B), System 900 - two parallel, round gripping levels arranged on top of each other - with toilet roll holder and radio-controlled flushing mechanism - right-hand version - can be folded upwards and folded downwards with braked movement - blue button (wave symbol) for triggering the toilet flushing mechanism - transmission frequency 868.4 MHz - suitable for radio-controlled toilet flushing systems made by Geberit, Friatec, Mepa, Sanit, Viega, TECE and Grohe - projection 700 mm, 256 mm high and 75 mm wide, top rail diameter 33.7 mm, bottom rail diameter 25 mm - weight capacity up to 100 kg - made of stainless steel, satin - wall plate made of polyamide with integrated steel core and satin stainless steel cover - for mounting with non-corrosive and tested HEWI fixing materials for different wall systems (to be ordered separately) - sealing tape for sealing the fixing points is included in the scope of supply - floor supports 900.50.020XA and 900.50.021XA for retrofitting - produced in accordance with CE- and UKCA-Regulation (EU) 2017/745 on medical devices - fulfils the ÖNORM B1600/1601 and SIA 500 requirements Article no.: HEWI 900.50.171XA | https://catalog.hewi.com/en/p/90050171XA | https://catalog.hewi.com/storage/downloads/HEWI_900_50_171XA_en.pdf
900.50.17240 | HEWI Hinged support rail Duo | Hinged support rail Duo, design (B), System 900 - two parallel, round gripping levels arranged on top of each other - with toilet roll holder and radio-controlled flushing mechanism - right-hand version - can be folded upwards and folded downwards with braked movement - blue button (wave symbol) for triggering the toilet flushing mechanism - transmission frequency 868.4 MHz - suitable for radio-controlled toilet flushing systems made by Geberit, Friatec, Mepa, Sanit, Viega, TECE and Grohe - projection 750 mm, 256 mm high and 75 mm wide, top rail diameter 33.7 mm, bottom rail diameter 25 mm - weight capacity up to 100 kg - made of stainless steel, chrome - wall plate made of polyamide with integrated steel core and cover made of chrome stainless steel - for mounting with non-corrosive and tested HEWI fixing materials for different wall systems (to be ordered separately) - sealing tape for sealing the fixing points is included in the scope of supply - floor supports 900.50.02040 and 900.50.02140 for retrofitting - produced in accordance with CE- and UKCA-Regulation (EU) 2017/745 on medical devices - fulfils the requirements applicable in Belgium (CWATUPE, WVG Vlaanderen) regarding the projection of the hinged support rail at the toilet Article no.: HEWI 900.50.17240 | https://catalog.hewi.com/en/p/9005017240 | https://catalog.hewi.com/storage/downloads/HEWI_900_50_17240_en.pdf
900.50.17260 | HEWI Hinged support rail Duo | Hinged support rail Duo, design (B), System 900 - two parallel, round gripping levels arranged on top of each other - with toilet roll holder and radio-controlled flushing mechanism - right-hand version - can be folded upwards and folded downwards with braked movement - blue button (wave symbol) for triggering the toilet flushing mechanism - transmission frequency 868.4 MHz - suitable for radio-controlled toilet flushing systems made by Geberit, Friatec, Mepa, Sanit, Viega, TECE and Grohe - projection 750 mm, 256 mm high and 75 mm wide, top rail diameter 33.7 mm, bottom rail diameter 25 mm - weight capacity up to 100 kg - made of stainless steel, powder-coated in HEWI colours DX (matt white), DC (matt black) and SC (matt dark grey pearl mica) - wall plate made of polyamide with integrated steel core and cover made of stainless steel, powder-coated in HEWI colours DX (matt white), DC (matt black) and SC (matt dark grey pearl mica) - for mounting with non-corrosive and tested HEWI fixing materials for different wall systems (to be ordered separately) - sealing tape for sealing the fixing points is included in the scope of supply - floor supports 900.50.02060 and 900.50.02160 for retrofitting - produced in accordance with CE- and UKCA-Regulation (EU) 2017/745 on medical devices - fulfils the requirements applicable in Belgium (CWATUPE, WVG Vlaanderen) regarding the projection of the hinged support rail at the toilet Article no.: HEWI 900.50.17260 | https://catalog.hewi.com/en/p/9005017260 | https://catalog.hewi.com/storage/downloads/HEWI_900_50_17260_en.pdf
900.50.172XA | HEWI Hinged support rail Duo | Hinged support rail Duo, design (B), System 900 - two parallel, round gripping levels arranged on top of each other - with toilet roll holder and radio-controlled flushing mechanism - right-hand version - can be folded upwards and folded downwards with braked movement - blue button (wave symbol) for triggering the toilet flushing mechanism - transmission frequency 868.4 MHz - suitable for radio-controlled toilet flushing systems made by Geberit, Friatec, Mepa, Sanit, Viega, TECE and Grohe - projection 750 mm, 256 mm high and 75 mm wide, top rail diameter 33.7 mm, bottom rail diameter 25 mm - weight capacity up to 100 kg - made of stainless steel, satin - wall plate made of polyamide with integrated steel core and satin stainless steel cover - for mounting with non-corrosive and tested HEWI fixing materials for different wall systems (to be ordered separately) - sealing tape for sealing the fixing points is included in the scope of supply - floor supports 900.50.020XA and 900.50.021XA for retrofitting - produced in accordance with CE- and UKCA-Regulation (EU) 2017/745 on medical devices - fulfils the requirements applicable in Belgium (CWATUPE, WVG Vlaanderen) regarding the projection of the hinged support rail at the toilet Article no.: HEWI 900.50.172XA | https://catalog.hewi.com/en/p/90050172XA | https://catalog.hewi.com/storage/downloads/HEWI_900_50_172XA_en.pdf
900.50.17340 | HEWI Hinged support rail Duo | Hinged support rail Duo, design (B), System 900 - two parallel, round gripping levels arranged on top of each other - with toilet roll holder and radio-controlled flushing mechanism - right-hand version - can be folded upwards and folded downwards with braked movement - blue button (wave symbol) for triggering the toilet flushing mechanism - transmission frequency 868.4 MHz - suitable for radio-controlled toilet flushing systems made by Geberit, Friatec, Mepa, Sanit, Viega, TECE and Grohe - projection 850 mm, 256 mm high and 75 mm wide, top rail diameter 33.7 mm, bottom rail diameter 25 mm - weight capacity up to 100 kg - made of stainless steel, chrome - wall plate made of polyamide with integrated steel core and cover made of chrome stainless steel - for mounting with non-corrosive and tested HEWI fixing materials for different wall systems (to be ordered separately) - sealing tape for sealing the fixing points is included in the scope of supply - floor supports 900.50.02040 and 900.50.02140 for retrofitting - produced in accordance with CE- and UKCA-Regulation (EU) 2017/745 on medical devices - fulfils the DIN 18040, ÖNORM B1600/1601 and SIA 500 requirements Article no.: HEWI 900.50.17340 | https://catalog.hewi.com/en/p/9005017340 | https://catalog.hewi.com/storage/downloads/HEWI_900_50_17340_en.pdf
900.50.17360 | HEWI Hinged support rail Duo | Hinged support rail Duo, design (B), System 900 - two parallel, round gripping levels arranged on top of each other - with toilet roll holder and radio-controlled flushing mechanism - right-hand version - can be folded upwards and folded downwards with braked movement - blue button (wave symbol) for triggering the toilet flushing mechanism - transmission frequency 868.4 MHz - suitable for radio-controlled toilet flushing systems made by Geberit, Friatec, Mepa, Sanit, Viega, TECE and Grohe - projection 850 mm, 256 mm high and 75 mm wide, top rail diameter 33.7 mm, bottom rail diameter 25 mm - weight capacity up to 100 kg - made of stainless steel, powder-coated in HEWI colours DX (matt white), DC (matt black) and SC (matt dark grey pearl mica) - wall plate made of polyamide with integrated steel core and cover made of stainless steel, powder-coated in HEWI colours DX (matt white), DC (matt black) and SC (matt dark grey pearl mica) - for mounting with non-corrosive and tested HEWI fixing materials for different wall systems (to be ordered separately) - sealing tape for sealing the fixing points is included in the scope of supply - floor supports 900.50.02060 and 900.50.02160 for retrofitting - produced in accordance with CE- and UKCA-Regulation (EU) 2017/745 on medical devices - fulfils the DIN 18040, ÖNORM B1600/1601 and SIA 500 requirements Article no.: HEWI 900.50.17360 | https://catalog.hewi.com/en/p/9005017360 | https://catalog.hewi.com/storage/downloads/HEWI_900_50_17360_en.pdf
900.50.173XA | HEWI Hinged support rail Duo | Hinged support rail Duo, design (B), System 900 - two parallel, round gripping levels arranged on top of each other - with toilet roll holder and radio-controlled flushing mechanism - right-hand version - can be folded upwards and folded downwards with braked movement - blue button (wave symbol) for triggering the toilet flushing mechanism - transmission frequency 868.4 MHz - suitable for radio-controlled toilet flushing systems made by Geberit, Friatec, Mepa, Sanit, Viega, TECE and Grohe - projection 850 mm, 256 mm high and 75 mm wide, top rail diameter 33.7 mm, bottom rail diameter 25 mm - weight capacity up to 100 kg - made of stainless steel, satin - wall plate made of polyamide with integrated steel core and satin stainless steel cover - for mounting with non-corrosive and tested HEWI fixing materials for different wall systems (to be ordered separately) - sealing tape for sealing the fixing points is included in the scope of supply - floor supports 900.50.020XA and 900.50.021XA for retrofitting - produced in accordance with CE- and UKCA-Regulation (EU) 2017/745 on medical devices - fulfils the DIN 18040, ÖNORM B1600/1601 and SIA 500 requirements Article no.: HEWI 900.50.173XA | https://catalog.hewi.com/en/p/90050173XA | https://catalog.hewi.com/storage/downloads/HEWI_900_50_173XA_en.pdf
900.50.17440 | HEWI Hinged support rail Duo | Hinged support rail Duo, design (B), System 900 - two parallel, round gripping levels arranged on top of each other - with toilet roll holder and radio-controlled flushing mechanism - right-hand version - can be folded upwards and folded downwards with braked movement - blue button (wave symbol) for triggering the toilet flushing mechanism - transmission frequency 868.4 MHz - suitable for radio-controlled toilet flushing systems made by Geberit, Friatec, Mepa, Sanit, Viega, TECE and Grohe - projection 900 mm, 256 mm high and 75 mm wide, top rail diameter 33.7 mm, bottom rail diameter 25 mm - weight capacity up to 100 kg - made of stainless steel, chrome - wall plate made of polyamide with integrated steel core and cover made of chrome stainless steel - for mounting with non-corrosive and tested HEWI fixing materials for different wall systems (to be ordered separately) - sealing tape for sealing the fixing points is included in the scope of supply - floor supports 900.50.02040 and 900.50.02140 for retrofitting - produced in accordance with CE- and UKCA-Regulation (EU) 2017/745 on medical devices - fulfils the ÖNORM B1600/1601 requirements Article no.: HEWI 900.50.17440 | https://catalog.hewi.com/en/p/9005017440 | https://catalog.hewi.com/storage/downloads/HEWI_900_50_17440_en.pdf
900.50.17460 | HEWI Hinged support rail Duo | Hinged support rail Duo, design (B), System 900 - two parallel, round gripping levels arranged on top of each other - with toilet roll holder and radio-controlled flushing mechanism - right-hand version - can be folded upwards and folded downwards with braked movement - blue button (wave symbol) for triggering the toilet flushing mechanism - transmission frequency 868.4 MHz - suitable for radio-controlled toilet flushing systems made by Geberit, Friatec, Mepa, Sanit, Viega, TECE and Grohe - projection 900 mm, 256 mm high and 75 mm wide, top rail diameter 33.7 mm, bottom rail diameter 25 mm - weight capacity up to 100 kg - made of stainless steel, powder-coated in HEWI colours DX (matt white), DC (matt black) and SC (matt dark grey pearl mica) - wall plate made of polyamide with integrated steel core and cover made of stainless steel, powder-coated in HEWI colours DX (matt white), DC (matt black) and SC (matt dark grey pearl mica) - for mounting with non-corrosive and tested HEWI fixing materials for different wall systems (to be ordered separately) - sealing tape for sealing the fixing points is included in the scope of supply - floor supports 900.50.02060 and 900.50.02160 for retrofitting - produced in accordance with CE- and UKCA-Regulation (EU) 2017/745 on medical devices - fulfils the ÖNORM B1600/1601 requirements Article no.: HEWI 900.50.17460 | https://catalog.hewi.com/en/p/9005017460 | https://catalog.hewi.com/storage/downloads/HEWI_900_50_17460_en.pdf
900.50.174XA | HEWI Hinged support rail Duo | Hinged support rail Duo, design (B), System 900 - two parallel, round gripping levels arranged on top of each other - with toilet roll holder and radio-controlled flushing mechanism - right-hand version - can be folded upwards and folded downwards with braked movement - blue button (wave symbol) for triggering the toilet flushing mechanism - transmission frequency 868.4 MHz - suitable for radio-controlled toilet flushing systems made by Geberit, Friatec, Mepa, Sanit, Viega, TECE and Grohe - projection 900 mm, 256 mm high and 75 mm wide, top rail diameter 33.7 mm, bottom rail diameter 25 mm - weight capacity up to 100 kg - made of stainless steel, satin - wall plate made of polyamide with integrated steel core and satin stainless steel cover - for mounting with non-corrosive and tested HEWI fixing materials for different wall systems (to be ordered separately) - sealing tape for sealing the fixing points is included in the scope of supply - floor supports 900.50.020XA and 900.50.021XA for retrofitting - produced in accordance with CE- and UKCA-Regulation (EU) 2017/745 on medical devices - fulfils the ÖNORM B1600/1601 requirements Article no.: HEWI 900.50.174XA | https://catalog.hewi.com/en/p/90050174XA | https://catalog.hewi.com/storage/downloads/HEWI_900_50_174XA_en.pdf
900.50.17540 | HEWI Hinged support rail Duo | Hinged support rail Duo, design (B), System 900 - two parallel, round gripping levels arranged on top of each other - with radio-controlled flushing mechanism - left-hand version - can be folded upwards and folded downwards with braked movement - blue button (wave symbol) for triggering the toilet flushing mechanism - transmission frequency 868.4 MHz - suitable for radio-controlled toilet flushing systems made by Geberit, Friatec, Mepa, Sanit, Viega, TECE and Grohe - projection 700 mm, 256 mm high and 75 mm wide, top rail diameter 33.7 mm, bottom rail diameter 25 mm - weight capacity up to 100 kg - made of stainless steel, chrome - wall plate made of polyamide with integrated steel core and cover made of chrome stainless steel - for mounting with non-corrosive and tested HEWI fixing materials for different wall systems (to be ordered separately) - sealing tape for sealing the fixing points is included in the scope of supply - floor supports 900.50.02040 and 900.50.02140 for retrofitting - produced in accordance with CE- and UKCA-Regulation (EU) 2017/745 on medical devices - fulfils the ÖNORM B1600/1601 and SIA 500 requirements Article no.: HEWI 900.50.17540 | https://catalog.hewi.com/en/p/9005017540 | https://catalog.hewi.com/storage/downloads/HEWI_900_50_17540_en.pdf
900.50.17560 | HEWI Hinged support rail Duo | Hinged support rail Duo, design (B), System 900 - two parallel, round gripping levels arranged on top of each other - with radio-controlled flushing mechanism - left-hand version - can be folded upwards and folded downwards with braked movement - blue button (wave symbol) for triggering the toilet flushing mechanism - transmission frequency 868.4 MHz - suitable for radio-controlled toilet flushing systems made by Geberit, Friatec, Mepa, Sanit, Viega, TECE and Grohe - projection 700 mm, 256 mm high and 75 mm wide, top rail diameter 33.7 mm, bottom rail diameter 25 mm - weight capacity up to 100 kg - made of stainless steel, powder-coated in HEWI colours DX (matt white), DC (matt black) and SC (matt dark grey pearl mica) - wall plate made of polyamide with integrated steel core and cover made of stainless steel, powder-coated in HEWI colours DX (matt white), DC (matt black) and SC (matt dark grey pearl mica) - for mounting with non-corrosive and tested HEWI fixing materials for different wall systems (to be ordered separately) - sealing tape for sealing the fixing points is included in the scope of supply - floor supports 900.50.02060 and 900.50.02160 for retrofitting - produced in accordance with CE- and UKCA-Regulation (EU) 2017/745 on medical devices - fulfils the ÖNORM B1600/1601 and SIA 500 requirements Article no.: HEWI 900.50.17560 | https://catalog.hewi.com/en/p/9005017560 | https://catalog.hewi.com/storage/downloads/HEWI_900_50_17560_en.pdf
900.50.175XA | HEWI Hinged support rail Duo | Hinged support rail Duo, design (B), System 900 - two parallel, round gripping levels arranged on top of each other - with radio-controlled flushing mechanism - left-hand version - can be folded upwards and folded downwards with braked movement - blue button (wave symbol) for triggering the toilet flushing mechanism - transmission frequency 868.4 MHz - suitable for radio-controlled toilet flushing systems made by Geberit, Friatec, Mepa, Sanit, Viega, TECE and Grohe - projection 700 mm, 256 mm high and 75 mm wide, top rail diameter 33.7 mm, bottom rail diameter 25 mm - weight capacity up to 100 kg - made of stainless steel, satin - wall plate made of polyamide with integrated steel core and satin stainless steel cover - for mounting with non-corrosive and tested HEWI fixing materials for different wall systems (to be ordered separately) - sealing tape for sealing the fixing points is included in the scope of supply - floor supports 900.50.020XA and 900.50.021XA for retrofitting - produced in accordance with CE- and UKCA-Regulation (EU) 2017/745 on medical devices - fulfils the ÖNORM B1600/1601 and SIA 500 requirements Article no.: HEWI 900.50.175XA | https://catalog.hewi.com/en/p/90050175XA | https://catalog.hewi.com/storage/downloads/HEWI_900_50_175XA_en.pdf
900.50.17640 | HEWI Hinged support rail Duo | Hinged support rail Duo, design (B), System 900 - two parallel, round gripping levels arranged on top of each other - with radio-controlled flushing mechanism - left-hand version - can be folded upwards and folded downwards with braked movement - blue button (wave symbol) for triggering the toilet flushing mechanism - transmission frequency 868.4 MHz - suitable for radio-controlled toilet flushing systems made by Geberit, Friatec, Mepa, Sanit, Viega, TECE and Grohe - projection 750 mm, 256 mm high and 75 mm wide, top rail diameter 33.7 mm, bottom rail diameter 25 mm - weight capacity up to 100 kg - made of stainless steel, chrome - wall plate made of polyamide with integrated steel core and cover made of chrome stainless steel - for mounting with non-corrosive and tested HEWI fixing materials for different wall systems (to be ordered separately) - sealing tape for sealing the fixing points is included in the scope of supply - floor supports 900.50.02040 and 900.50.02140 for retrofitting - produced in accordance with CE- and UKCA-Regulation (EU) 2017/745 on medical devices - fulfils the requirements applicable in Belgium (CWATUPE, WVG Vlaanderen) regarding the projection of the hinged support rail at the toilet Article no.: HEWI 900.50.17640 | https://catalog.hewi.com/en/p/9005017640 | https://catalog.hewi.com/storage/downloads/HEWI_900_50_17640_en.pdf
900.50.17660 | HEWI Hinged support rail Duo | Hinged support rail Duo, design (B), System 900 - two parallel, round gripping levels arranged on top of each other - with radio-controlled flushing mechanism - left-hand version - can be folded upwards and folded downwards with braked movement - blue button (wave symbol) for triggering the toilet flushing mechanism - transmission frequency 868.4 MHz - suitable for radio-controlled toilet flushing systems made by Geberit, Friatec, Mepa, Sanit, Viega, TECE and Grohe - projection 750 mm, 256 mm high and 75 mm wide, top rail diameter 33.7 mm, bottom rail diameter 25 mm - weight capacity up to 100 kg - made of stainless steel, powder-coated in HEWI colours DX (matt white), DC (matt black) and SC (matt dark grey pearl mica) - wall plate made of polyamide with integrated steel core and cover made of stainless steel, powder-coated in HEWI colours DX (matt white), DC (matt black) and SC (matt dark grey pearl mica) - for mounting with non-corrosive and tested HEWI fixing materials for different wall systems (to be ordered separately) - sealing tape for sealing the fixing points is included in the scope of supply - floor supports 900.50.02060 and 900.50.02160 for retrofitting - produced in accordance with CE- and UKCA-Regulation (EU) 2017/745 on medical devices - fulfils the requirements applicable in Belgium (CWATUPE, WVG Vlaanderen) regarding the projection of the hinged support rail at the toilet Article no.: HEWI 900.50.17660 | https://catalog.hewi.com/en/p/9005017660 | https://catalog.hewi.com/storage/downloads/HEWI_900_50_17660_en.pdf
900.50.176XA | HEWI Hinged support rail Duo | Hinged support rail Duo, design (B), System 900 - two parallel, round gripping levels arranged on top of each other - with radio-controlled flushing mechanism - left-hand version - can be folded upwards and folded downwards with braked movement - blue button (wave symbol) for triggering the toilet flushing mechanism - transmission frequency 868.4 MHz - suitable for radio-controlled toilet flushing systems made by Geberit, Friatec, Mepa, Sanit, Viega, TECE and Grohe - projection 750 mm, 256 mm high and 75 mm wide, top rail diameter 33.7 mm, bottom rail diameter 25 mm - weight capacity up to 100 kg - made of stainless steel, satin - wall plate made of polyamide with integrated steel core and satin stainless steel cover - for mounting with non-corrosive and tested HEWI fixing materials for different wall systems (to be ordered separately) - sealing tape for sealing the fixing points is included in the scope of supply - floor supports 900.50.020XA and 900.50.021XA for retrofitting - produced in accordance with CE- and UKCA-Regulation (EU) 2017/745 on medical devices - fulfils the requirements applicable in Belgium (CWATUPE, WVG Vlaanderen) regarding the projection of the hinged support rail at the toilet Article no.: HEWI 900.50.176XA | https://catalog.hewi.com/en/p/90050176XA | https://catalog.hewi.com/storage/downloads/HEWI_900_50_176XA_en.pdf
900.50.17740 | HEWI Hinged support rail Duo | Hinged support rail Duo, design (B), System 900 - two parallel, round gripping levels arranged on top of each other - with radio-controlled flushing mechanism - left-hand version - can be folded upwards and folded downwards with braked movement - blue button (wave symbol) for triggering the toilet flushing mechanism - transmission frequency 868.4 MHz - suitable for radio-controlled toilet flushing systems made by Geberit, Friatec, Mepa, Sanit, Viega, TECE and Grohe - projection 850 mm, 256 mm high and 75 mm wide, top rail diameter 33.7 mm, bottom rail diameter 25 mm - weight capacity up to 100 kg - made of stainless steel, chrome - wall plate made of polyamide with integrated steel core and cover made of chrome stainless steel - for mounting with non-corrosive and tested HEWI fixing materials for different wall systems (to be ordered separately) - sealing tape for sealing the fixing points is included in the scope of supply - floor supports 900.50.02040 and 900.50.02140 for retrofitting - produced in accordance with CE- and UKCA-Regulation (EU) 2017/745 on medical devices - fulfils the DIN 18040, ÖNORM B1600/1601 and SIA 500 requirements Article no.: HEWI 900.50.17740 | https://catalog.hewi.com/en/p/9005017740 | https://catalog.hewi.com/storage/downloads/HEWI_900_50_17740_en.pdf
900.50.17760 | HEWI Hinged support rail Duo | Hinged support rail Duo, design (B), System 900 - two parallel, round gripping levels arranged on top of each other - with radio-controlled flushing mechanism - left-hand version - can be folded upwards and folded downwards with braked movement - blue button (wave symbol) for triggering the toilet flushing mechanism - transmission frequency 868.4 MHz - suitable for radio-controlled toilet flushing systems made by Geberit, Friatec, Mepa, Sanit, Viega, TECE and Grohe - projection 850 mm, 256 mm high and 75 mm wide, top rail diameter 33.7 mm, bottom rail diameter 25 mm - weight capacity up to 100 kg - made of stainless steel, powder-coated in HEWI colours DX (matt white), DC (matt black) and SC (matt dark grey pearl mica) - wall plate made of polyamide with integrated steel core and cover made of stainless steel, powder-coated in HEWI colours DX (matt white), DC (matt black) and SC (matt dark grey pearl mica) - for mounting with non-corrosive and tested HEWI fixing materials for different wall systems (to be ordered separately) - sealing tape for sealing the fixing points is included in the scope of supply - floor supports 900.50.02060 and 900.50.02160 for retrofitting - produced in accordance with CE- and UKCA-Regulation (EU) 2017/745 on medical devices - fulfils the DIN 18040, ÖNORM B1600/1601 and SIA 500 requirements Article no.: HEWI 900.50.17760 | https://catalog.hewi.com/en/p/9005017760 | https://catalog.hewi.com/storage/downloads/HEWI_900_50_17760_en.pdf
900.50.177XA | HEWI Hinged support rail Duo | Hinged support rail Duo, design (B), System 900 - two parallel, round gripping levels arranged on top of each other - with radio-controlled flushing mechanism - left-hand version - can be folded upwards and folded downwards with braked movement - blue button (wave symbol) for triggering the toilet flushing mechanism - transmission frequency 868.4 MHz - suitable for radio-controlled toilet flushing systems made by Geberit, Friatec, Mepa, Sanit, Viega, TECE and Grohe - projection 850 mm, 256 mm high and 75 mm wide, top rail diameter 33.7 mm, bottom rail diameter 25 mm - weight capacity up to 100 kg - made of stainless steel, satin - wall plate made of polyamide with integrated steel core and satin stainless steel cover - for mounting with non-corrosive and tested HEWI fixing materials for different wall systems (to be ordered separately) - sealing tape for sealing the fixing points is included in the scope of supply - floor supports 900.50.020XA and 900.50.021XA for retrofitting - produced in accordance with CE- and UKCA-Regulation (EU) 2017/745 on medical devices - fulfils the DIN 18040, ÖNORM B1600/1601 and SIA 500 requirements Article no.: HEWI 900.50.177XA | https://catalog.hewi.com/en/p/90050177XA | https://catalog.hewi.com/storage/downloads/HEWI_900_50_177XA_en.pdf
900.50.17840 | HEWI Hinged support rail Duo | Hinged support rail Duo, design (B), System 900 - two parallel, round gripping levels arranged on top of each other - with radio-controlled flushing mechanism - left-hand version - can be folded upwards and folded downwards with braked movement - blue button (wave symbol) for triggering the toilet flushing mechanism - transmission frequency 868.4 MHz - suitable for radio-controlled toilet flushing systems made by Geberit, Friatec, Mepa, Sanit, Viega, TECE and Grohe - projection 900 mm, 256 mm high and 75 mm wide, top rail diameter 33.7 mm, bottom rail diameter 25 mm - weight capacity up to 100 kg - made of stainless steel, chrome - wall plate made of polyamide with integrated steel core and cover made of chrome stainless steel - for mounting with non-corrosive and tested HEWI fixing materials for different wall systems (to be ordered separately) - sealing tape for sealing the fixing points is included in the scope of supply - floor supports 900.50.02040 and 900.50.02140 for retrofitting - produced in accordance with CE- and UKCA-Regulation (EU) 2017/745 on medical devices - fulfils the ÖNORM B1600/1601 requirements Article no.: HEWI 900.50.17840 | https://catalog.hewi.com/en/p/9005017840 | https://catalog.hewi.com/storage/downloads/HEWI_900_50_17840_en.pdf
900.50.17860 | HEWI Hinged support rail Duo | Hinged support rail Duo, design (B), System 900 - two parallel, round gripping levels arranged on top of each other - with radio-controlled flushing mechanism - left-hand version - can be folded upwards and folded downwards with braked movement - blue button (wave symbol) for triggering the toilet flushing mechanism - transmission frequency 868.4 MHz - suitable for radio-controlled toilet flushing systems made by Geberit, Friatec, Mepa, Sanit, Viega, TECE and Grohe - projection 900 mm, 256 mm high and 75 mm wide, top rail diameter 33.7 mm, bottom rail diameter 25 mm - weight capacity up to 100 kg - made of stainless steel, powder-coated in HEWI colours DX (matt white), DC (matt black) and SC (matt dark grey pearl mica) - wall plate made of polyamide with integrated steel core and cover made of stainless steel, powder-coated in HEWI colours DX (matt white), DC (matt black) and SC (matt dark grey pearl mica) - for mounting with non-corrosive and tested HEWI fixing materials for different wall systems (to be ordered separately) - sealing tape for sealing the fixing points is included in the scope of supply - floor supports 900.50.02060 and 900.50.02160 for retrofitting - produced in accordance with CE- and UKCA-Regulation (EU) 2017/745 on medical devices - fulfils the ÖNORM B1600/1601 requirements Article no.: HEWI 900.50.17860 | https://catalog.hewi.com/en/p/9005017860 | https://catalog.hewi.com/storage/downloads/HEWI_900_50_17860_en.pdf
900.50.178XA | HEWI Hinged support rail Duo | Hinged support rail Duo, design (B), System 900 - two parallel, round gripping levels arranged on top of each other - with radio-controlled flushing mechanism - left-hand version - can be folded upwards and folded downwards with braked movement - blue button (wave symbol) for triggering the toilet flushing mechanism - transmission frequency 868.4 MHz - suitable for radio-controlled toilet flushing systems made by Geberit, Friatec, Mepa, Sanit, Viega, TECE and Grohe - projection 900 mm, 256 mm high and 75 mm wide, top rail diameter 33.7 mm, bottom rail diameter 25 mm - weight capacity up to 100 kg - made of stainless steel, satin - wall plate made of polyamide with integrated steel core and satin stainless steel cover - for mounting with non-corrosive and tested HEWI fixing materials for different wall systems (to be ordered separately) - sealing tape for sealing the fixing points is included in the scope of supply - floor supports 900.50.020XA and 900.50.021XA for retrofitting - produced in accordance with CE- and UKCA-Regulation (EU) 2017/745 on medical devices - fulfils the ÖNORM B1600/1601 requirements Article no.: HEWI 900.50.178XA | https://catalog.hewi.com/en/p/90050178XA | https://catalog.hewi.com/storage/downloads/HEWI_900_50_178XA_en.pdf
900.50.17940 | HEWI Hinged support rail Duo | Hinged support rail Duo, design (B), System 900 - two parallel, round gripping levels arranged on top of each other - with radio-controlled flushing mechanism - right-hand version - can be folded upwards and folded downwards with braked movement - blue button (wave symbol) for triggering the toilet flushing mechanism - transmission frequency 868.4 MHz - suitable for radio-controlled toilet flushing systems made by Geberit, Friatec, Mepa, Sanit, Viega, TECE and Grohe - projection 700 mm, 256 mm high and 75 mm wide, top rail diameter 33.7 mm, bottom rail diameter 25 mm - weight capacity up to 100 kg - made of stainless steel, chrome - wall plate made of polyamide with integrated steel core and cover made of chrome stainless steel - for mounting with non-corrosive and tested HEWI fixing materials for different wall systems (to be ordered separately) - sealing tape for sealing the fixing points is included in the scope of supply - floor supports 900.50.02040 and 900.50.02140 for retrofitting - produced in accordance with CE- and UKCA-Regulation (EU) 2017/745 on medical devices - fulfils the ÖNORM B1600/1601 and SIA 500 requirements Article no.: HEWI 900.50.17940 | https://catalog.hewi.com/en/p/9005017940 | https://catalog.hewi.com/storage/downloads/HEWI_900_50_17940_en.pdf
900.50.17960 | HEWI Hinged support rail Duo | Hinged support rail Duo, design (B), System 900 - two parallel, round gripping levels arranged on top of each other - with radio-controlled flushing mechanism - right-hand version - can be folded upwards and folded downwards with braked movement - blue button (wave symbol) for triggering the toilet flushing mechanism - transmission frequency 868.4 MHz - suitable for radio-controlled toilet flushing systems made by Geberit, Friatec, Mepa, Sanit, Viega, TECE and Grohe - projection 700 mm, 256 mm high and 75 mm wide, top rail diameter 33.7 mm, bottom rail diameter 25 mm - weight capacity up to 100 kg - made of stainless steel, powder-coated in HEWI colours DX (matt white), DC (matt black) and SC (matt dark grey pearl mica) - wall plate made of polyamide with integrated steel core and cover made of stainless steel, powder-coated in HEWI colours DX (matt white), DC (matt black) and SC (matt dark grey pearl mica) - for mounting with non-corrosive and tested HEWI fixing materials for different wall systems (to be ordered separately) - sealing tape for sealing the fixing points is included in the scope of supply - floor supports 900.50.02060 and 900.50.02160 for retrofitting - produced in accordance with CE- and UKCA-Regulation (EU) 2017/745 on medical devices - fulfils the ÖNORM B1600/1601 and SIA 500 requirements Article no.: HEWI 900.50.17960 | https://catalog.hewi.com/en/p/9005017960 | https://catalog.hewi.com/storage/downloads/HEWI_900_50_17960_en.pdf
900.50.179XA | HEWI Hinged support rail Duo | Hinged support rail Duo, design (B), System 900 - two parallel, round gripping levels arranged on top of each other - with radio-controlled flushing mechanism - right-hand version - can be folded upwards and folded downwards with braked movement - blue button (wave symbol) for triggering the toilet flushing mechanism - transmission frequency 868.4 MHz - suitable for radio-controlled toilet flushing systems made by Geberit, Friatec, Mepa, Sanit, Viega, TECE and Grohe - projection 700 mm, 256 mm high and 75 mm wide, top rail diameter 33.7 mm, bottom rail diameter 25 mm - weight capacity up to 100 kg - made of stainless steel, satin - wall plate made of polyamide with integrated steel core and satin stainless steel cover - for mounting with non-corrosive and tested HEWI fixing materials for different wall systems (to be ordered separately) - sealing tape for sealing the fixing points is included in the scope of supply - floor supports 900.50.020XA and 900.50.021XA for retrofitting - produced in accordance with CE- and UKCA-Regulation (EU) 2017/745 on medical devices - fulfils the ÖNORM B1600/1601 and SIA 500 requirements Article no.: HEWI 900.50.179XA | https://catalog.hewi.com/en/p/90050179XA | https://catalog.hewi.com/storage/downloads/HEWI_900_50_179XA_en.pdf
900.50.18040 | HEWI Hinged support rail Duo | Hinged support rail Duo, design (B), System 900 - two parallel, round gripping levels arranged on top of each other - with radio-controlled flushing mechanism - right-hand version - can be folded upwards and folded downwards with braked movement - blue button (wave symbol) for triggering the toilet flushing mechanism - transmission frequency 868.4 MHz - suitable for radio-controlled toilet flushing systems made by Geberit, Friatec, Mepa, Sanit, Viega, TECE and Grohe - projection 750 mm, 256 mm high and 75 mm wide, top rail diameter 33.7 mm, bottom rail diameter 25 mm - weight capacity up to 100 kg - made of stainless steel, chrome - wall plate made of polyamide with integrated steel core and cover made of chrome stainless steel - for mounting with non-corrosive and tested HEWI fixing materials for different wall systems (to be ordered separately) - sealing tape for sealing the fixing points is included in the scope of supply - floor supports 900.50.02040 and 900.50.02140 for retrofitting - produced in accordance with CE- and UKCA-Regulation (EU) 2017/745 on medical devices - fulfils the requirements applicable in Belgium (CWATUPE, WVG Vlaanderen) regarding the projection of the hinged support rail at the toilet Article no.: HEWI 900.50.18040 | https://catalog.hewi.com/en/p/9005018040 | https://catalog.hewi.com/storage/downloads/HEWI_900_50_18040_en.pdf
900.50.18060 | HEWI Hinged support rail Duo | Hinged support rail Duo, design (B), System 900 - two parallel, round gripping levels arranged on top of each other - with radio-controlled flushing mechanism - right-hand version - can be folded upwards and folded downwards with braked movement - blue button (wave symbol) for triggering the toilet flushing mechanism - transmission frequency 868.4 MHz - suitable for radio-controlled toilet flushing systems made by Geberit, Friatec, Mepa, Sanit, Viega, TECE and Grohe - projection 750 mm, 256 mm high and 75 mm wide, top rail diameter 33.7 mm, bottom rail diameter 25 mm - weight capacity up to 100 kg - made of stainless steel, powder-coated in HEWI colours DX (matt white), DC (matt black) and SC (matt dark grey pearl mica) - wall plate made of polyamide with integrated steel core and cover made of stainless steel, powder-coated in HEWI colours DX (matt white), DC (matt black) and SC (matt dark grey pearl mica) - for mounting with non-corrosive and tested HEWI fixing materials for different wall systems (to be ordered separately) - sealing tape for sealing the fixing points is included in the scope of supply - floor supports 900.50.02060 and 900.50.02160 for retrofitting - produced in accordance with CE- and UKCA-Regulation (EU) 2017/745 on medical devices - fulfils the requirements applicable in Belgium (CWATUPE, WVG Vlaanderen) regarding the projection of the hinged support rail at the toilet Article no.: HEWI 900.50.18060 | https://catalog.hewi.com/en/p/9005018060 | https://catalog.hewi.com/storage/downloads/HEWI_900_50_18060_en.pdf
900.50.180XA | HEWI Hinged support rail Duo | Hinged support rail Duo, design (B), System 900 - two parallel, round gripping levels arranged on top of each other - with radio-controlled flushing mechanism - right-hand version - can be folded upwards and folded downwards with braked movement - blue button (wave symbol) for triggering the toilet flushing mechanism - transmission frequency 868.4 MHz - suitable for radio-controlled toilet flushing systems made by Geberit, Friatec, Mepa, Sanit, Viega, TECE and Grohe - projection 750 mm, 256 mm high and 75 mm wide, top rail diameter 33.7 mm, bottom rail diameter 25 mm - weight capacity up to 100 kg - made of stainless steel, satin - wall plate made of polyamide with integrated steel core and satin stainless steel cover - for mounting with non-corrosive and tested HEWI fixing materials for different wall systems (to be ordered separately) - sealing tape for sealing the fixing points is included in the scope of supply - floor supports 900.50.020XA and 900.50.021XA for retrofitting - produced in accordance with CE- and UKCA-Regulation (EU) 2017/745 on medical devices - fulfils the requirements applicable in Belgium (CWATUPE, WVG Vlaanderen) regarding the projection of the hinged support rail at the toilet Article no.: HEWI 900.50.180XA | https://catalog.hewi.com/en/p/90050180XA | https://catalog.hewi.com/storage/downloads/HEWI_900_50_180XA_en.pdf
900.50.18140 | HEWI Hinged support rail Duo | Hinged support rail Duo, design (B), System 900 - two parallel, round gripping levels arranged on top of each other - with radio-controlled flushing mechanism - right-hand version - can be folded upwards and folded downwards with braked movement - blue button (wave symbol) for triggering the toilet flushing mechanism - transmission frequency 868.4 MHz - suitable for radio-controlled toilet flushing systems made by Geberit, Friatec, Mepa, Sanit, Viega, TECE and Grohe - projection 850 mm, 256 mm high and 75 mm wide, top rail diameter 33.7 mm, bottom rail diameter 25 mm - weight capacity up to 100 kg - made of stainless steel, chrome - wall plate made of polyamide with integrated steel core and cover made of chrome stainless steel - for mounting with non-corrosive and tested HEWI fixing materials for different wall systems (to be ordered separately) - sealing tape for sealing the fixing points is included in the scope of supply - floor supports 900.50.02040 and 900.50.02140 for retrofitting - produced in accordance with CE- and UKCA-Regulation (EU) 2017/745 on medical devices - fulfils the DIN 18040, ÖNORM B1600/1601 and SIA 500 requirements Article no.: HEWI 900.50.18140 | https://catalog.hewi.com/en/p/9005018140 | https://catalog.hewi.com/storage/downloads/HEWI_900_50_18140_en.pdf
900.50.18160 | HEWI Hinged support rail Duo | Hinged support rail Duo, design (B), System 900 - two parallel, round gripping levels arranged on top of each other - with radio-controlled flushing mechanism - right-hand version - can be folded upwards and folded downwards with braked movement - blue button (wave symbol) for triggering the toilet flushing mechanism - transmission frequency 868.4 MHz - suitable for radio-controlled toilet flushing systems made by Geberit, Friatec, Mepa, Sanit, Viega, TECE and Grohe - projection 850 mm, 256 mm high and 75 mm wide, top rail diameter 33.7 mm, bottom rail diameter 25 mm - weight capacity up to 100 kg - made of stainless steel, powder-coated in HEWI colours DX (matt white), DC (matt black) and SC (matt dark grey pearl mica) - wall plate made of polyamide with integrated steel core and cover made of stainless steel, powder-coated in HEWI colours DX (matt white), DC (matt black) and SC (matt dark grey pearl mica) - for mounting with non-corrosive and tested HEWI fixing materials for different wall systems (to be ordered separately) - sealing tape for sealing the fixing points is included in the scope of supply - floor supports 900.50.02060 and 900.50.02160 for retrofitting - produced in accordance with CE- and UKCA-Regulation (EU) 2017/745 on medical devices - fulfils the DIN 18040, ÖNORM B1600/1601 and SIA 500 requirements Article no.: HEWI 900.50.18160 | https://catalog.hewi.com/en/p/9005018160 | https://catalog.hewi.com/storage/downloads/HEWI_900_50_18160_en.pdf
900.50.181XA | HEWI Hinged support rail Duo | Hinged support rail Duo, design (B), System 900 - two parallel, round gripping levels arranged on top of each other - with radio-controlled flushing mechanism - right-hand version - can be folded upwards and folded downwards with braked movement - blue button (wave symbol) for triggering the toilet flushing mechanism - transmission frequency 868.4 MHz - suitable for radio-controlled toilet flushing systems made by Geberit, Friatec, Mepa, Sanit, Viega, TECE and Grohe - projection 850 mm, 256 mm high and 75 mm wide, top rail diameter 33.7 mm, bottom rail diameter 25 mm - weight capacity up to 100 kg - made of stainless steel, satin - wall plate made of polyamide with integrated steel core and satin stainless steel cover - for mounting with non-corrosive and tested HEWI fixing materials for different wall systems (to be ordered separately) - sealing tape for sealing the fixing points is included in the scope of supply - floor supports 900.50.020XA and 900.50.021XA for retrofitting - produced in accordance with CE- and UKCA-Regulation (EU) 2017/745 on medical devices - fulfils the DIN 18040, ÖNORM B1600/1601 and SIA 500 requirements Article no.: HEWI 900.50.181XA | https://catalog.hewi.com/en/p/90050181XA | https://catalog.hewi.com/storage/downloads/HEWI_900_50_181XA_en.pdf
900.50.18240 | HEWI Hinged support rail Duo | Hinged support rail Duo, design (B), System 900 - two parallel, round gripping levels arranged on top of each other - with radio-controlled flushing mechanism - right-hand version - can be folded upwards and folded downwards with braked movement - blue button (wave symbol) for triggering the toilet flushing mechanism - transmission frequency 868.4 MHz - suitable for radio-controlled toilet flushing systems made by Geberit, Friatec, Mepa, Sanit, Viega, TECE and Grohe - projection 900 mm, 256 mm high and 75 mm wide, top rail diameter 33.7 mm, bottom rail diameter 25 mm - weight capacity up to 100 kg - made of stainless steel, chrome - wall plate made of polyamide with integrated steel core and cover made of chrome stainless steel - for mounting with non-corrosive and tested HEWI fixing materials for different wall systems (to be ordered separately) - sealing tape for sealing the fixing points is included in the scope of supply - floor supports 900.50.02040 and 900.50.02140 for retrofitting - produced in accordance with CE- and UKCA-Regulation (EU) 2017/745 on medical devices - fulfils the ÖNORM B1600/1601 requirements Article no.: HEWI 900.50.18240 | https://catalog.hewi.com/en/p/9005018240 | https://catalog.hewi.com/storage/downloads/HEWI_900_50_18240_en.pdf
900.50.18260 | HEWI Hinged support rail Duo | Hinged support rail Duo, design (B), System 900 - two parallel, round gripping levels arranged on top of each other - with radio-controlled flushing mechanism - right-hand version - can be folded upwards and folded downwards with braked movement - blue button (wave symbol) for triggering the toilet flushing mechanism - transmission frequency 868.4 MHz - suitable for radio-controlled toilet flushing systems made by Geberit, Friatec, Mepa, Sanit, Viega, TECE and Grohe - projection 900 mm, 256 mm high and 75 mm wide, top rail diameter 33.7 mm, bottom rail diameter 25 mm - weight capacity up to 100 kg - made of stainless steel, powder-coated in HEWI colours DX (matt white), DC (matt black) and SC (matt dark grey pearl mica) - wall plate made of polyamide with integrated steel core and cover made of stainless steel, powder-coated in HEWI colours DX (matt white), DC (matt black) and SC (matt dark grey pearl mica) - for mounting with non-corrosive and tested HEWI fixing materials for different wall systems (to be ordered separately) - sealing tape for sealing the fixing points is included in the scope of supply - floor supports 900.50.02060 and 900.50.02160 for retrofitting - produced in accordance with CE- and UKCA-Regulation (EU) 2017/745 on medical devices - fulfils the ÖNORM B1600/1601 requirements Article no.: HEWI 900.50.18260 | https://catalog.hewi.com/en/p/9005018260 | https://catalog.hewi.com/storage/downloads/HEWI_900_50_18260_en.pdf
900.50.182XA | HEWI Hinged support rail Duo | Hinged support rail Duo, design (B), System 900 - two parallel, round gripping levels arranged on top of each other - with radio-controlled flushing mechanism - right-hand version - can be folded upwards and folded downwards with braked movement - blue button (wave symbol) for triggering the toilet flushing mechanism - transmission frequency 868.4 MHz - suitable for radio-controlled toilet flushing systems made by Geberit, Friatec, Mepa, Sanit, Viega, TECE and Grohe - projection 900 mm, 256 mm high and 75 mm wide, top rail diameter 33.7 mm, bottom rail diameter 25 mm - weight capacity up to 100 kg - made of stainless steel, satin - wall plate made of polyamide with integrated steel core and satin stainless steel cover - for mounting with non-corrosive and tested HEWI fixing materials for different wall systems (to be ordered separately) - sealing tape for sealing the fixing points is included in the scope of supply - floor supports 900.50.020XA and 900.50.021XA for retrofitting - produced in accordance with CE- and UKCA-Regulation (EU) 2017/745 on medical devices - fulfils the ÖNORM B1600/1601 requirements Article no.: HEWI 900.50.182XA | https://catalog.hewi.com/en/p/90050182XA | https://catalog.hewi.com/storage/downloads/HEWI_900_50_182XA_en.pdf
900.50.18340 | HEWI Hinged support rail Duo | Hinged support rail Duo, design (B), System 900 - two parallel, round gripping levels arranged on top of each other - with toilet roll holder and flushing mechanism (model E) - left-hand version - can be folded upwards and folded downwards with braked movement - blue button (wave symbol) for triggering the toilet flushing mechanism - cable with bare wire ends for wall connection - including white cover for flush-mounted box - control voltage max. 30 V = SELV, PELV, switching current up to max. 2 A - suitable for all standard concealed cisterns with electrical control - projection 700 mm, 256 mm high and 75 mm wide, top rail diameter 33.7 mm, bottom rail diameter 25 mm - weight capacity up to 100 kg - made of stainless steel, chrome - wall plate made of polyamide with integrated steel core and cover made of chrome stainless steel - for mounting with non-corrosive and tested HEWI fixing materials for different wall systems (to be ordered separately) - sealing tape for sealing the fixing points is included in the scope of supply - floor supports 900.50.02040 and 900.50.02140 for retrofitting - produced in accordance with CE- and UKCA-Regulation (EU) 2017/745 on medical devices - fulfils the ÖNORM B1600/1601 and SIA 500 requirements Article no.: HEWI 900.50.18340 | https://catalog.hewi.com/en/p/9005018340 | https://catalog.hewi.com/storage/downloads/HEWI_900_50_18340_en.pdf
900.50.18360 | HEWI Hinged support rail Duo | Hinged support rail Duo, design (B), System 900 - two parallel, round gripping levels arranged on top of each other - with toilet roll holder and flushing mechanism (model E) - left-hand version - can be folded upwards and folded downwards with braked movement - blue button (wave symbol) for triggering the toilet flushing mechanism - cable with bare wire ends for wall connection - including white cover for flush-mounted box - control voltage max. 30 V = SELV, PELV, switching current up to max. 2 A - suitable for all standard concealed cisterns with electrical control - projection 700 mm, 256 mm high and 75 mm wide, top rail diameter 33.7 mm, bottom rail diameter 25 mm - weight capacity up to 100 kg - made of stainless steel, powder-coated in HEWI colours DX (matt white), DC (matt black) and SC (matt dark grey pearl mica) - wall plate made of polyamide with integrated steel core and cover made of stainless steel, powder-coated in HEWI colours DX (matt white), DC (matt black) and SC (matt dark grey pearl mica) - for mounting with non-corrosive and tested HEWI fixing materials for different wall systems (to be ordered separately) - sealing tape for sealing the fixing points is included in the scope of supply - floor supports 900.50.02060 and 900.50.02160 for retrofitting - produced in accordance with CE- and UKCA-Regulation (EU) 2017/745 on medical devices - fulfils the ÖNORM B1600/1601 and SIA 500 requirements Article no.: HEWI 900.50.18360 | https://catalog.hewi.com/en/p/9005018360 | https://catalog.hewi.com/storage/downloads/HEWI_900_50_18360_en.pdf
900.50.183XA | HEWI Hinged support rail Duo | Hinged support rail Duo, design (B), System 900 - two parallel, round gripping levels arranged on top of each other - with toilet roll holder and flushing mechanism (model E) - left-hand version - can be folded upwards and folded downwards with braked movement - blue button (wave symbol) for triggering the toilet flushing mechanism - cable with bare wire ends for wall connection - including white cover for flush-mounted box - control voltage max. 30 V = SELV, PELV, switching current up to max. 2 A - suitable for all standard concealed cisterns with electrical control - projection 700 mm, 256 mm high and 75 mm wide, top rail diameter 33.7 mm, bottom rail diameter 25 mm - weight capacity up to 100 kg - made of stainless steel, satin - wall plate made of polyamide with integrated steel core and satin stainless steel cover - for mounting with non-corrosive and tested HEWI fixing materials for different wall systems (to be ordered separately) - sealing tape for sealing the fixing points is included in the scope of supply - floor supports 900.50.020XA and 900.50.021XA for retrofitting - produced in accordance with CE- and UKCA-Regulation (EU) 2017/745 on medical devices - fulfils the ÖNORM B1600/1601 and SIA 500 requirements Article no.: HEWI 900.50.183XA | https://catalog.hewi.com/en/p/90050183XA | https://catalog.hewi.com/storage/downloads/HEWI_900_50_183XA_en.pdf
900.50.18440 | HEWI Hinged support rail Duo | Hinged support rail Duo, design (B), System 900 - two parallel, round gripping levels arranged on top of each other - with toilet roll holder and flushing mechanism (model E) - left-hand version - can be folded upwards and folded downwards with braked movement - blue button (wave symbol) for triggering the toilet flushing mechanism - cable with bare wire ends for wall connection - including white cover for flush-mounted box - control voltage max. 30 V = SELV, PELV, switching current up to max. 2 A - suitable for all standard concealed cisterns with electrical control - projection 750 mm, 256 mm high and 75 mm wide, top rail diameter 33.7 mm, bottom rail diameter 25 mm - weight capacity up to 100 kg - made of stainless steel, chrome - wall plate made of polyamide with integrated steel core and cover made of chrome stainless steel - for mounting with non-corrosive and tested HEWI fixing materials for different wall systems (to be ordered separately) - sealing tape for sealing the fixing points is included in the scope of supply - floor supports 900.50.02040 and 900.50.02140 for retrofitting - produced in accordance with CE- and UKCA-Regulation (EU) 2017/745 on medical devices - fulfils the requirements applicable in Belgium (CWATUPE, WVG Vlaanderen) regarding the projection of the hinged support rail at the toilet Article no.: HEWI 900.50.18440 | https://catalog.hewi.com/en/p/9005018440 | https://catalog.hewi.com/storage/downloads/HEWI_900_50_18440_en.pdf
900.50.18460 | HEWI Hinged support rail Duo | Hinged support rail Duo, design (B), System 900 - two parallel, round gripping levels arranged on top of each other - with toilet roll holder and flushing mechanism (model E) - left-hand version - can be folded upwards and folded downwards with braked movement - blue button (wave symbol) for triggering the toilet flushing mechanism - cable with bare wire ends for wall connection - including white cover for flush-mounted box - control voltage max. 30 V = SELV, PELV, switching current up to max. 2 A - suitable for all standard concealed cisterns with electrical control - projection 750 mm, 256 mm high and 75 mm wide, top rail diameter 33.7 mm, bottom rail diameter 25 mm - weight capacity up to 100 kg - made of stainless steel, powder-coated in HEWI colours DX (matt white), DC (matt black) and SC (matt dark grey pearl mica) - wall plate made of polyamide with integrated steel core and cover made of stainless steel, powder-coated in HEWI colours DX (matt white), DC (matt black) and SC (matt dark grey pearl mica) - for mounting with non-corrosive and tested HEWI fixing materials for different wall systems (to be ordered separately) - sealing tape for sealing the fixing points is included in the scope of supply - floor supports 900.50.02060 and 900.50.02160 for retrofitting - produced in accordance with CE- and UKCA-Regulation (EU) 2017/745 on medical devices - fulfils the requirements applicable in Belgium (CWATUPE, WVG Vlaanderen) regarding the projection of the hinged support rail at the toilet Article no.: HEWI 900.50.18460 | https://catalog.hewi.com/en/p/9005018460 | https://catalog.hewi.com/storage/downloads/HEWI_900_50_18460_en.pdf
900.50.184XA | HEWI Hinged support rail Duo | Hinged support rail Duo, design (B), System 900 - two parallel, round gripping levels arranged on top of each other - with toilet roll holder and flushing mechanism (model E) - left-hand version - can be folded upwards and folded downwards with braked movement - blue button (wave symbol) for triggering the toilet flushing mechanism - cable with bare wire ends for wall connection - including white cover for flush-mounted box - control voltage max. 30 V = SELV, PELV, switching current up to max. 2 A - suitable for all standard concealed cisterns with electrical control - projection 750 mm, 256 mm high and 75 mm wide, top rail diameter 33.7 mm, bottom rail diameter 25 mm - weight capacity up to 100 kg - made of stainless steel, satin - wall plate made of polyamide with integrated steel core and satin stainless steel cover - for mounting with non-corrosive and tested HEWI fixing materials for different wall systems (to be ordered separately) - sealing tape for sealing the fixing points is included in the scope of supply - floor supports 900.50.020XA and 900.50.021XA for retrofitting - produced in accordance with CE- and UKCA-Regulation (EU) 2017/745 on medical devices - fulfils the requirements applicable in Belgium (CWATUPE, WVG Vlaanderen) regarding the projection of the hinged support rail at the toilet Article no.: HEWI 900.50.184XA | https://catalog.hewi.com/en/p/90050184XA | https://catalog.hewi.com/storage/downloads/HEWI_900_50_184XA_en.pdf
900.50.18540 | HEWI Hinged support rail Duo | Hinged support rail Duo, design (B), System 900 - two parallel, round gripping levels arranged on top of each other - with toilet roll holder and flushing mechanism (model E) - left-hand version - can be folded upwards and folded downwards with braked movement - blue button (wave symbol) for triggering the toilet flushing mechanism - cable with bare wire ends for wall connection - including white cover for flush-mounted box - control voltage max. 30 V = SELV, PELV, switching current up to max. 2 A - suitable for all standard concealed cisterns with electrical control - projection 850 mm, 256 mm high and 75 mm wide, top rail diameter 33.7 mm, bottom rail diameter 25 mm - weight capacity up to 100 kg - made of stainless steel, chrome - wall plate made of polyamide with integrated steel core and cover made of chrome stainless steel - for mounting with non-corrosive and tested HEWI fixing materials for different wall systems (to be ordered separately) - sealing tape for sealing the fixing points is included in the scope of supply - floor supports 900.50.02040 and 900.50.02140 for retrofitting - produced in accordance with CE- and UKCA-Regulation (EU) 2017/745 on medical devices - fulfils the DIN 18040, ÖNORM B1600/1601 and SIA 500 requirements Article no.: HEWI 900.50.18540 | https://catalog.hewi.com/en/p/9005018540 | https://catalog.hewi.com/storage/downloads/HEWI_900_50_18540_en.pdf
900.50.18560 | HEWI Hinged support rail Duo | Hinged support rail Duo, design (B), System 900 - two parallel, round gripping levels arranged on top of each other - with toilet roll holder and flushing mechanism (model E) - left-hand version - can be folded upwards and folded downwards with braked movement - blue button (wave symbol) for triggering the toilet flushing mechanism - cable with bare wire ends for wall connection - including white cover for flush-mounted box - control voltage max. 30 V = SELV, PELV, switching current up to max. 2 A - suitable for all standard concealed cisterns with electrical control - projection 850 mm, 256 mm high and 75 mm wide, top rail diameter 33.7 mm, bottom rail diameter 25 mm - weight capacity up to 100 kg - made of stainless steel, powder-coated in HEWI colours DX (matt white), DC (matt black) and SC (matt dark grey pearl mica) - wall plate made of polyamide with integrated steel core and cover made of stainless steel, powder-coated in HEWI colours DX (matt white), DC (matt black) and SC (matt dark grey pearl mica) - for mounting with non-corrosive and tested HEWI fixing materials for different wall systems (to be ordered separately) - sealing tape for sealing the fixing points is included in the scope of supply - floor supports 900.50.02060 and 900.50.02160 for retrofitting - produced in accordance with CE- and UKCA-Regulation (EU) 2017/745 on medical devices - fulfils the DIN 18040, ÖNORM B1600/1601 and SIA 500 requirements Article no.: HEWI 900.50.18560 | https://catalog.hewi.com/en/p/9005018560 | https://catalog.hewi.com/storage/downloads/HEWI_900_50_18560_en.pdf
900.50.185XA | HEWI Hinged support rail Duo | Hinged support rail Duo, design (B), System 900 - two parallel, round gripping levels arranged on top of each other - with toilet roll holder and flushing mechanism (model E) - left-hand version - can be folded upwards and folded downwards with braked movement - blue button (wave symbol) for triggering the toilet flushing mechanism - cable with bare wire ends for wall connection - including white cover for flush-mounted box - control voltage max. 30 V = SELV, PELV, switching current up to max. 2 A - suitable for all standard concealed cisterns with electrical control - projection 850 mm, 256 mm high and 75 mm wide, top rail diameter 33.7 mm, bottom rail diameter 25 mm - weight capacity up to 100 kg - made of stainless steel, satin - wall plate made of polyamide with integrated steel core and satin stainless steel cover - for mounting with non-corrosive and tested HEWI fixing materials for different wall systems (to be ordered separately) - sealing tape for sealing the fixing points is included in the scope of supply - floor supports 900.50.020XA and 900.50.021XA for retrofitting - produced in accordance with CE- and UKCA-Regulation (EU) 2017/745 on medical devices - fulfils the DIN 18040, ÖNORM B1600/1601 and SIA 500 requirements Article no.: HEWI 900.50.185XA | https://catalog.hewi.com/en/p/90050185XA | https://catalog.hewi.com/storage/downloads/HEWI_900_50_185XA_en.pdf
900.50.18640 | HEWI Hinged support rail Duo | Hinged support rail Duo, design (B), System 900 - two parallel, round gripping levels arranged on top of each other - with toilet roll holder and flushing mechanism (model E) - left-hand version - can be folded upwards and folded downwards with braked movement - blue button (wave symbol) for triggering the toilet flushing mechanism - cable with bare wire ends for wall connection - including white cover for flush-mounted box - control voltage max. 30 V = SELV, PELV, switching current up to max. 2 A - suitable for all standard concealed cisterns with electrical control - projection 900 mm, 256 mm high and 75 mm wide, top rail diameter 33.7 mm, bottom rail diameter 25 mm - weight capacity up to 100 kg - made of stainless steel, chrome - wall plate made of polyamide with integrated steel core and cover made of chrome stainless steel - for mounting with non-corrosive and tested HEWI fixing materials for different wall systems (to be ordered separately) - sealing tape for sealing the fixing points is included in the scope of supply - floor supports 900.50.02040 and 900.50.02140 for retrofitting - produced in accordance with CE- and UKCA-Regulation (EU) 2017/745 on medical devices - fulfils the ÖNORM B1600/1601 requirements Article no.: HEWI 900.50.18640 | https://catalog.hewi.com/en/p/9005018640 | https://catalog.hewi.com/storage/downloads/HEWI_900_50_18640_en.pdf
900.50.18660 | HEWI Hinged support rail Duo | Hinged support rail Duo, design (B), System 900 - two parallel, round gripping levels arranged on top of each other - with toilet roll holder and flushing mechanism (model E) - left-hand version - can be folded upwards and folded downwards with braked movement - blue button (wave symbol) for triggering the toilet flushing mechanism - cable with bare wire ends for wall connection - including white cover for flush-mounted box - control voltage max. 30 V = SELV, PELV, switching current up to max. 2 A - suitable for all standard concealed cisterns with electrical control - projection 900 mm, 256 mm high and 75 mm wide, top rail diameter 33.7 mm, bottom rail diameter 25 mm - weight capacity up to 100 kg - made of stainless steel, powder-coated in HEWI colours DX (matt white), DC (matt black) and SC (matt dark grey pearl mica) - wall plate made of polyamide with integrated steel core and cover made of stainless steel, powder-coated in HEWI colours DX (matt white), DC (matt black) and SC (matt dark grey pearl mica) - for mounting with non-corrosive and tested HEWI fixing materials for different wall systems (to be ordered separately) - sealing tape for sealing the fixing points is included in the scope of supply - floor supports 900.50.02060 and 900.50.02160 for retrofitting - produced in accordance with CE- and UKCA-Regulation (EU) 2017/745 on medical devices - fulfils the ÖNORM B1600/1601 requirements Article no.: HEWI 900.50.18660 | https://catalog.hewi.com/en/p/9005018660 | https://catalog.hewi.com/storage/downloads/HEWI_900_50_18660_en.pdf
900.50.186XA | HEWI Hinged support rail Duo | Hinged support rail Duo, design (B), System 900 - two parallel, round gripping levels arranged on top of each other - with toilet roll holder and flushing mechanism (model E) - left-hand version - can be folded upwards and folded downwards with braked movement - blue button (wave symbol) for triggering the toilet flushing mechanism - cable with bare wire ends for wall connection - including white cover for flush-mounted box - control voltage max. 30 V = SELV, PELV, switching current up to max. 2 A - suitable for all standard concealed cisterns with electrical control - projection 900 mm, 256 mm high and 75 mm wide, top rail diameter 33.7 mm, bottom rail diameter 25 mm - weight capacity up to 100 kg - made of stainless steel, satin - wall plate made of polyamide with integrated steel core and satin stainless steel cover - for mounting with non-corrosive and tested HEWI fixing materials for different wall systems (to be ordered separately) - sealing tape for sealing the fixing points is included in the scope of supply - floor supports 900.50.020XA and 900.50.021XA for retrofitting - produced in accordance with CE- and UKCA-Regulation (EU) 2017/745 on medical devices - fulfils the ÖNORM B1600/1601 requirements Article no.: HEWI 900.50.186XA | https://catalog.hewi.com/en/p/90050186XA | https://catalog.hewi.com/storage/downloads/HEWI_900_50_186XA_en.pdf
900.50.18740 | HEWI Hinged support rail Duo | Hinged support rail Duo, design (B), System 900 - two parallel, round gripping levels arranged on top of each other - with toilet roll holder and flushing mechanism (model E) - right-hand version - can be folded upwards and folded downwards with braked movement - blue button (wave symbol) for triggering the toilet flushing mechanism - cable with bare wire ends for wall connection - including white cover for flush-mounted box - control voltage max. 30 V = SELV, PELV, switching current up to max. 2 A - suitable for all standard concealed cisterns with electrical control - projection 700 mm, 256 mm high and 75 mm wide, top rail diameter 33.7 mm, bottom rail diameter 25 mm - weight capacity up to 100 kg - made of stainless steel, chrome - wall plate made of polyamide with integrated steel core and cover made of chrome stainless steel - for mounting with non-corrosive and tested HEWI fixing materials for different wall systems (to be ordered separately) - sealing tape for sealing the fixing points is included in the scope of supply - floor supports 900.50.02040 and 900.50.02140 for retrofitting - produced in accordance with CE- and UKCA-Regulation (EU) 2017/745 on medical devices - fulfils the ÖNORM B1600/1601 and SIA 500 requirements Article no.: HEWI 900.50.18740 | https://catalog.hewi.com/en/p/9005018740 | https://catalog.hewi.com/storage/downloads/HEWI_900_50_18740_en.pdf
900.50.18760 | HEWI Hinged support rail Duo | Hinged support rail Duo, design (B), System 900 - two parallel, round gripping levels arranged on top of each other - with toilet roll holder and flushing mechanism (model E) - right-hand version - can be folded upwards and folded downwards with braked movement - blue button (wave symbol) for triggering the toilet flushing mechanism - cable with bare wire ends for wall connection - including white cover for flush-mounted box - control voltage max. 30 V = SELV, PELV, switching current up to max. 2 A - suitable for all standard concealed cisterns with electrical control - projection 700 mm, 256 mm high and 75 mm wide, top rail diameter 33.7 mm, bottom rail diameter 25 mm - weight capacity up to 100 kg - made of stainless steel, powder-coated in HEWI colours DX (matt white), DC (matt black) and SC (matt dark grey pearl mica) - wall plate made of polyamide with integrated steel core and cover made of stainless steel, powder-coated in HEWI colours DX (matt white), DC (matt black) and SC (matt dark grey pearl mica) - for mounting with non-corrosive and tested HEWI fixing materials for different wall systems (to be ordered separately) - sealing tape for sealing the fixing points is included in the scope of supply - floor supports 900.50.02060 and 900.50.02160 for retrofitting - produced in accordance with CE- and UKCA-Regulation (EU) 2017/745 on medical devices - fulfils the ÖNORM B1600/1601 and SIA 500 requirements Article no.: HEWI 900.50.18760 | https://catalog.hewi.com/en/p/9005018760 | https://catalog.hewi.com/storage/downloads/HEWI_900_50_18760_en.pdf
900.50.187XA | HEWI Hinged support rail Duo | Hinged support rail Duo, design (B), System 900 - two parallel, round gripping levels arranged on top of each other - with toilet roll holder and flushing mechanism (model E) - right-hand version - can be folded upwards and folded downwards with braked movement - blue button (wave symbol) for triggering the toilet flushing mechanism - cable with bare wire ends for wall connection - including white cover for flush-mounted box - control voltage max. 30 V = SELV, PELV, switching current up to max. 2 A - suitable for all standard concealed cisterns with electrical control - projection 700 mm, 256 mm high and 75 mm wide, top rail diameter 33.7 mm, bottom rail diameter 25 mm - weight capacity up to 100 kg - made of stainless steel, satin - wall plate made of polyamide with integrated steel core and satin stainless steel cover - for mounting with non-corrosive and tested HEWI fixing materials for different wall systems (to be ordered separately) - sealing tape for sealing the fixing points is included in the scope of supply - floor supports 900.50.020XA and 900.50.021XA for retrofitting - produced in accordance with CE- and UKCA-Regulation (EU) 2017/745 on medical devices - fulfils the ÖNORM B1600/1601 and SIA 500 requirements Article no.: HEWI 900.50.187XA | https://catalog.hewi.com/en/p/90050187XA | https://catalog.hewi.com/storage/downloads/HEWI_900_50_187XA_en.pdf
900.50.18840 | HEWI Hinged support rail Duo | Hinged support rail Duo, design (B), System 900 - two parallel, round gripping levels arranged on top of each other - with toilet roll holder and flushing mechanism (model E) - right-hand version - can be folded upwards and folded downwards with braked movement - blue button (wave symbol) for triggering the toilet flushing mechanism - cable with bare wire ends for wall connection - including white cover for flush-mounted box - control voltage max. 30 V = SELV, PELV, switching current up to max. 2 A - suitable for all standard concealed cisterns with electrical control - projection 750 mm, 256 mm high and 75 mm wide, top rail diameter 33.7 mm, bottom rail diameter 25 mm - weight capacity up to 100 kg - made of stainless steel, chrome - wall plate made of polyamide with integrated steel core and cover made of chrome stainless steel - for mounting with non-corrosive and tested HEWI fixing materials for different wall systems (to be ordered separately) - sealing tape for sealing the fixing points is included in the scope of supply - floor supports 900.50.02040 and 900.50.02140 for retrofitting - produced in accordance with CE- and UKCA-Regulation (EU) 2017/745 on medical devices - fulfils the requirements applicable in Belgium (CWATUPE, WVG Vlaanderen) regarding the projection of the hinged support rail at the toilet Article no.: HEWI 900.50.18840 | https://catalog.hewi.com/en/p/9005018840 | https://catalog.hewi.com/storage/downloads/HEWI_900_50_18840_en.pdf
900.50.18860 | HEWI Hinged support rail Duo | Hinged support rail Duo, design (B), System 900 - two parallel, round gripping levels arranged on top of each other - with toilet roll holder and flushing mechanism (model E) - right-hand version - can be folded upwards and folded downwards with braked movement - blue button (wave symbol) for triggering the toilet flushing mechanism - cable with bare wire ends for wall connection - including white cover for flush-mounted box - control voltage max. 30 V = SELV, PELV, switching current up to max. 2 A - suitable for all standard concealed cisterns with electrical control - projection 750 mm, 256 mm high and 75 mm wide, top rail diameter 33.7 mm, bottom rail diameter 25 mm - weight capacity up to 100 kg - made of stainless steel, powder-coated in HEWI colours DX (matt white), DC (matt black) and SC (matt dark grey pearl mica) - wall plate made of polyamide with integrated steel core and cover made of stainless steel, powder-coated in HEWI colours DX (matt white), DC (matt black) and SC (matt dark grey pearl mica) - for mounting with non-corrosive and tested HEWI fixing materials for different wall systems (to be ordered separately) - sealing tape for sealing the fixing points is included in the scope of supply - floor supports 900.50.02060 and 900.50.02160 for retrofitting - produced in accordance with CE- and UKCA-Regulation (EU) 2017/745 on medical devices - fulfils the requirements applicable in Belgium (CWATUPE, WVG Vlaanderen) regarding the projection of the hinged support rail at the toilet Article no.: HEWI 900.50.18860 | https://catalog.hewi.com/en/p/9005018860 | https://catalog.hewi.com/storage/downloads/HEWI_900_50_18860_en.pdf
900.50.188XA | HEWI Hinged support rail Duo | Hinged support rail Duo, design (B), System 900 - two parallel, round gripping levels arranged on top of each other - with toilet roll holder and flushing mechanism (model E) - right-hand version - can be folded upwards and folded downwards with braked movement - blue button (wave symbol) for triggering the toilet flushing mechanism - cable with bare wire ends for wall connection - including white cover for flush-mounted box - control voltage max. 30 V = SELV, PELV, switching current up to max. 2 A - suitable for all standard concealed cisterns with electrical control - projection 750 mm, 256 mm high and 75 mm wide, top rail diameter 33.7 mm, bottom rail diameter 25 mm - weight capacity up to 100 kg - made of stainless steel, satin - wall plate made of polyamide with integrated steel core and satin stainless steel cover - for mounting with non-corrosive and tested HEWI fixing materials for different wall systems (to be ordered separately) - sealing tape for sealing the fixing points is included in the scope of supply - floor supports 900.50.020XA and 900.50.021XA for retrofitting - produced in accordance with CE- and UKCA-Regulation (EU) 2017/745 on medical devices - fulfils the requirements applicable in Belgium (CWATUPE, WVG Vlaanderen) regarding the projection of the hinged support rail at the toilet Article no.: HEWI 900.50.188XA | https://catalog.hewi.com/en/p/90050188XA | https://catalog.hewi.com/storage/downloads/HEWI_900_50_188XA_en.pdf
900.50.18940 | HEWI Hinged support rail Duo | Hinged support rail Duo, design (B), System 900 - two parallel, round gripping levels arranged on top of each other - with toilet roll holder and flushing mechanism (model E) - right-hand version - can be folded upwards and folded downwards with braked movement - blue button (wave symbol) for triggering the toilet flushing mechanism - cable with bare wire ends for wall connection - including white cover for flush-mounted box - control voltage max. 30 V = SELV, PELV, switching current up to max. 2 A - suitable for all standard concealed cisterns with electrical control - projection 850 mm, 256 mm high and 75 mm wide, top rail diameter 33.7 mm, bottom rail diameter 25 mm - weight capacity up to 100 kg - made of stainless steel, chrome - wall plate made of polyamide with integrated steel core and cover made of chrome stainless steel - for mounting with non-corrosive and tested HEWI fixing materials for different wall systems (to be ordered separately) - sealing tape for sealing the fixing points is included in the scope of supply - floor supports 900.50.02040 and 900.50.02140 for retrofitting - produced in accordance with CE- and UKCA-Regulation (EU) 2017/745 on medical devices - fulfils the DIN 18040, ÖNORM B1600/1601 and SIA 500 requirements Article no.: HEWI 900.50.18940 | https://catalog.hewi.com/en/p/9005018940 | https://catalog.hewi.com/storage/downloads/HEWI_900_50_18940_en.pdf
900.50.18960 | HEWI Hinged support rail Duo | Hinged support rail Duo, design (B), System 900 - two parallel, round gripping levels arranged on top of each other - with toilet roll holder and flushing mechanism (model E) - right-hand version - can be folded upwards and folded downwards with braked movement - blue button (wave symbol) for triggering the toilet flushing mechanism - cable with bare wire ends for wall connection - including white cover for flush-mounted box - control voltage max. 30 V = SELV, PELV, switching current up to max. 2 A - suitable for all standard concealed cisterns with electrical control - projection 850 mm, 256 mm high and 75 mm wide, top rail diameter 33.7 mm, bottom rail diameter 25 mm - weight capacity up to 100 kg - made of stainless steel, powder-coated in HEWI colours DX (matt white), DC (matt black) and SC (matt dark grey pearl mica) - wall plate made of polyamide with integrated steel core and cover made of stainless steel, powder-coated in HEWI colours DX (matt white), DC (matt black) and SC (matt dark grey pearl mica) - for mounting with non-corrosive and tested HEWI fixing materials for different wall systems (to be ordered separately) - sealing tape for sealing the fixing points is included in the scope of supply - floor supports 900.50.02060 and 900.50.02160 for retrofitting - produced in accordance with CE- and UKCA-Regulation (EU) 2017/745 on medical devices - fulfils the DIN 18040, ÖNORM B1600/1601 and SIA 500 requirements Article no.: HEWI 900.50.18960 | https://catalog.hewi.com/en/p/9005018960 | https://catalog.hewi.com/storage/downloads/HEWI_900_50_18960_en.pdf
900.50.189XA | HEWI Hinged support rail Duo | Hinged support rail Duo, design (B), System 900 - two parallel, round gripping levels arranged on top of each other - with toilet roll holder and flushing mechanism (model E) - right-hand version - can be folded upwards and folded downwards with braked movement - blue button (wave symbol) for triggering the toilet flushing mechanism - cable with bare wire ends for wall connection - including white cover for flush-mounted box - control voltage max. 30 V = SELV, PELV, switching current up to max. 2 A - suitable for all standard concealed cisterns with electrical control - projection 850 mm, 256 mm high and 75 mm wide, top rail diameter 33.7 mm, bottom rail diameter 25 mm - weight capacity up to 100 kg - made of stainless steel, satin - wall plate made of polyamide with integrated steel core and satin stainless steel cover - for mounting with non-corrosive and tested HEWI fixing materials for different wall systems (to be ordered separately) - sealing tape for sealing the fixing points is included in the scope of supply - floor supports 900.50.020XA and 900.50.021XA for retrofitting - produced in accordance with CE- and UKCA-Regulation (EU) 2017/745 on medical devices - fulfils the DIN 18040, ÖNORM B1600/1601 and SIA 500 requirements Article no.: HEWI 900.50.189XA | https://catalog.hewi.com/en/p/90050189XA | https://catalog.hewi.com/storage/downloads/HEWI_900_50_189XA_en.pdf
900.50.19040 | HEWI Hinged support rail Duo | Hinged support rail Duo, design (B), System 900 - two parallel, round gripping levels arranged on top of each other - with toilet roll holder and flushing mechanism (model E) - right-hand version - can be folded upwards and folded downwards with braked movement - blue button (wave symbol) for triggering the toilet flushing mechanism - cable with bare wire ends for wall connection - including white cover for flush-mounted box - control voltage max. 30 V = SELV, PELV, switching current up to max. 2 A - suitable for all standard concealed cisterns with electrical control - projection 900 mm, 256 mm high and 75 mm wide, top rail diameter 33.7 mm, bottom rail diameter 25 mm - weight capacity up to 100 kg - made of stainless steel, chrome - wall plate made of polyamide with integrated steel core and cover made of chrome stainless steel - for mounting with non-corrosive and tested HEWI fixing materials for different wall systems (to be ordered separately) - sealing tape for sealing the fixing points is included in the scope of supply - floor supports 900.50.02040 and 900.50.02140 for retrofitting - produced in accordance with CE- and UKCA-Regulation (EU) 2017/745 on medical devices - fulfils the ÖNORM B1600/1601 requirements Article no.: HEWI 900.50.19040 | https://catalog.hewi.com/en/p/9005019040 | https://catalog.hewi.com/storage/downloads/HEWI_900_50_19040_en.pdf
900.50.19060 | HEWI Hinged support rail Duo | Hinged support rail Duo, design (B), System 900 - two parallel, round gripping levels arranged on top of each other - with toilet roll holder and flushing mechanism (model E) - right-hand version - can be folded upwards and folded downwards with braked movement - blue button (wave symbol) for triggering the toilet flushing mechanism - cable with bare wire ends for wall connection - including white cover for flush-mounted box - control voltage max. 30 V = SELV, PELV, switching current up to max. 2 A - suitable for all standard concealed cisterns with electrical control - projection 900 mm, 256 mm high and 75 mm wide, top rail diameter 33.7 mm, bottom rail diameter 25 mm - weight capacity up to 100 kg - made of stainless steel, powder-coated in HEWI colours DX (matt white), DC (matt black) and SC (matt dark grey pearl mica) - wall plate made of polyamide with integrated steel core and cover made of stainless steel, powder-coated in HEWI colours DX (matt white), DC (matt black) and SC (matt dark grey pearl mica) - for mounting with non-corrosive and tested HEWI fixing materials for different wall systems (to be ordered separately) - sealing tape for sealing the fixing points is included in the scope of supply - floor supports 900.50.02060 and 900.50.02160 for retrofitting - produced in accordance with CE- and UKCA-Regulation (EU) 2017/745 on medical devices - fulfils the ÖNORM B1600/1601 requirements Article no.: HEWI 900.50.19060 | https://catalog.hewi.com/en/p/9005019060 | https://catalog.hewi.com/storage/downloads/HEWI_900_50_19060_en.pdf
900.50.190XA | HEWI Hinged support rail Duo | Hinged support rail Duo, design (B), System 900 - two parallel, round gripping levels arranged on top of each other - with toilet roll holder and flushing mechanism (model E) - right-hand version - can be folded upwards and folded downwards with braked movement - blue button (wave symbol) for triggering the toilet flushing mechanism - cable with bare wire ends for wall connection - including white cover for flush-mounted box - control voltage max. 30 V = SELV, PELV, switching current up to max. 2 A - suitable for all standard concealed cisterns with electrical control - projection 900 mm, 256 mm high and 75 mm wide, top rail diameter 33.7 mm, bottom rail diameter 25 mm - weight capacity up to 100 kg - made of stainless steel, satin - wall plate made of polyamide with integrated steel core and satin stainless steel cover - for mounting with non-corrosive and tested HEWI fixing materials for different wall systems (to be ordered separately) - sealing tape for sealing the fixing points is included in the scope of supply - floor supports 900.50.020XA and 900.50.021XA for retrofitting - produced in accordance with CE- and UKCA-Regulation (EU) 2017/745 on medical devices - fulfils the ÖNORM B1600/1601 requirements Article no.: HEWI 900.50.190XA | https://catalog.hewi.com/en/p/90050190XA | https://catalog.hewi.com/storage/downloads/HEWI_900_50_190XA_en.pdf
900.50.19140 | HEWI Hinged support rail Duo | Hinged support rail Duo, design (B), System 900 - two parallel, round gripping levels arranged on top of each other - with toilet roll holder and flushing mechanism/function buttons (model E) - left-hand version - can be folded upwards and folded downwards with braked movement - blue button (wave symbol) for triggering the toilet flushing mechanism, red button (bell symbol) for triggering a freely definable function. (The function button does not fulfil the requirements for an emergency call according to DIN VDE 0834-1) - cable with bare wire ends for wall connection - including white cover for flush-mounted box - control voltage max. 30 V = SELV, PELV, switching current up to max. 2 A - suitable for all standard concealed cisterns with electrical control - projection 700 mm, 256 mm high and 75 mm wide, top rail diameter 33.7 mm, bottom rail diameter 25 mm - weight capacity up to 100 kg - made of stainless steel, chrome - wall plate made of polyamide with integrated steel core and cover made of chrome stainless steel - for mounting with non-corrosive and tested HEWI fixing materials for different wall systems (to be ordered separately) - sealing tape for sealing the fixing points is included in the scope of supply - floor supports 900.50.02040 and 900.50.02140 for retrofitting - produced in accordance with CE- and UKCA-Regulation (EU) 2017/745 on medical devices - fulfils the ÖNORM B1600/1601 and SIA 500 requirements Article no.: HEWI 900.50.19140 | https://catalog.hewi.com/en/p/9005019140 | https://catalog.hewi.com/storage/downloads/HEWI_900_50_19140_en.pdf
900.50.19160 | HEWI Hinged support rail Duo | Hinged support rail Duo, design (B), System 900 - two parallel, round gripping levels arranged on top of each other - with toilet roll holder and flushing mechanism/function buttons (model E) - left-hand version - can be folded upwards and folded downwards with braked movement - blue button (wave symbol) for triggering the toilet flushing mechanism, red button (bell symbol) for triggering a freely definable function. (The function button does not fulfil the requirements for an emergency call according to DIN VDE 0834-1) - cable with bare wire ends for wall connection - including white cover for flush-mounted box - control voltage max. 30 V = SELV, PELV, switching current up to max. 2 A - suitable for all standard concealed cisterns with electrical control - projection 700 mm, 256 mm high and 75 mm wide, top rail diameter 33.7 mm, bottom rail diameter 25 mm - weight capacity up to 100 kg - made of stainless steel, powder-coated in HEWI colours DX (matt white), DC (matt black) and SC (matt dark grey pearl mica) - wall plate made of polyamide with integrated steel core and cover made of stainless steel, powder-coated in HEWI colours DX (matt white), DC (matt black) and SC (matt dark grey pearl mica) - for mounting with non-corrosive and tested HEWI fixing materials for different wall systems (to be ordered separately) - sealing tape for sealing the fixing points is included in the scope of supply - floor supports 900.50.02060 and 900.50.02160 for retrofitting - produced in accordance with CE- and UKCA-Regulation (EU) 2017/745 on medical devices - fulfils the ÖNORM B1600/1601 and SIA 500 requirements Article no.: HEWI 900.50.19160 | https://catalog.hewi.com/en/p/9005019160 | https://catalog.hewi.com/storage/downloads/HEWI_900_50_19160_en.pdf
900.50.191XA | HEWI Hinged support rail Duo | Hinged support rail Duo, design (B), System 900 - two parallel, round gripping levels arranged on top of each other - with toilet roll holder and flushing mechanism/function buttons (model E) - left-hand version - can be folded upwards and folded downwards with braked movement - blue button (wave symbol) for triggering the toilet flushing mechanism, red button (bell symbol) for triggering a freely definable function. (The function button does not fulfil the requirements for an emergency call according to DIN VDE 0834-1) - cable with bare wire ends for wall connection - including white cover for flush-mounted box - control voltage max. 30 V = SELV, PELV, switching current up to max. 2 A - suitable for all standard concealed cisterns with electrical control - projection 700 mm, 256 mm high and 75 mm wide, top rail diameter 33.7 mm, bottom rail diameter 25 mm - weight capacity up to 100 kg - made of stainless steel, satin - wall plate made of polyamide with integrated steel core and satin stainless steel cover - for mounting with non-corrosive and tested HEWI fixing materials for different wall systems (to be ordered separately) - sealing tape for sealing the fixing points is included in the scope of supply - floor supports 900.50.020XA and 900.50.021XA for retrofitting - produced in accordance with CE- and UKCA-Regulation (EU) 2017/745 on medical devices - fulfils the ÖNORM B1600/1601 and SIA 500 requirements Article no.: HEWI 900.50.191XA | https://catalog.hewi.com/en/p/90050191XA | https://catalog.hewi.com/storage/downloads/HEWI_900_50_191XA_en.pdf
900.50.19240 | HEWI Hinged support rail Duo | Hinged support rail Duo, design (B), System 900 - two parallel, round gripping levels arranged on top of each other - with toilet roll holder and flushing mechanism/function buttons (model E) - left-hand version - can be folded upwards and folded downwards with braked movement - blue button (wave symbol) for triggering the toilet flushing mechanism, red button (bell symbol) for triggering a freely definable function. (The function button does not fulfil the requirements for an emergency call according to DIN VDE 0834-1) - cable with bare wire ends for wall connection - including white cover for flush-mounted box - control voltage max. 30 V = SELV, PELV, switching current up to max. 2 A - suitable for all standard concealed cisterns with electrical control - projection 750 mm, 256 mm high and 75 mm wide, top rail diameter 33.7 mm, bottom rail diameter 25 mm - weight capacity up to 100 kg - made of stainless steel, chrome - wall plate made of polyamide with integrated steel core and cover made of chrome stainless steel - for mounting with non-corrosive and tested HEWI fixing materials for different wall systems (to be ordered separately) - sealing tape for sealing the fixing points is included in the scope of supply - floor supports 900.50.02040 and 900.50.02140 for retrofitting - produced in accordance with CE- and UKCA-Regulation (EU) 2017/745 on medical devices - fulfils the requirements applicable in Belgium (CWATUPE, WVG Vlaanderen) regarding the projection of the hinged support rail at the toilet Article no.: HEWI 900.50.19240 | https://catalog.hewi.com/en/p/9005019240 | https://catalog.hewi.com/storage/downloads/HEWI_900_50_19240_en.pdf
900.50.19260 | HEWI Hinged support rail Duo | Hinged support rail Duo, design (B), System 900 - two parallel, round gripping levels arranged on top of each other - with toilet roll holder and flushing mechanism/function buttons (model E) - left-hand version - can be folded upwards and folded downwards with braked movement - blue button (wave symbol) for triggering the toilet flushing mechanism, red button (bell symbol) for triggering a freely definable function. (The function button does not fulfil the requirements for an emergency call according to DIN VDE 0834-1) - cable with bare wire ends for wall connection - including white cover for flush-mounted box - control voltage max. 30 V = SELV, PELV, switching current up to max. 2 A - suitable for all standard concealed cisterns with electrical control - projection 750 mm, 256 mm high and 75 mm wide, top rail diameter 33.7 mm, bottom rail diameter 25 mm - weight capacity up to 100 kg - made of stainless steel, powder-coated in HEWI colours DX (matt white), DC (matt black) and SC (matt dark grey pearl mica) - wall plate made of polyamide with integrated steel core and cover made of stainless steel, powder-coated in HEWI colours DX (matt white), DC (matt black) and SC (matt dark grey pearl mica) - for mounting with non-corrosive and tested HEWI fixing materials for different wall systems (to be ordered separately) - sealing tape for sealing the fixing points is included in the scope of supply - floor supports 900.50.02060 and 900.50.02160 for retrofitting - produced in accordance with CE- and UKCA-Regulation (EU) 2017/745 on medical devices - fulfils the requirements applicable in Belgium (CWATUPE, WVG Vlaanderen) regarding the projection of the hinged support rail at the toilet Article no.: HEWI 900.50.19260 | https://catalog.hewi.com/en/p/9005019260 | https://catalog.hewi.com/storage/downloads/HEWI_900_50_19260_en.pdf
900.50.192XA | HEWI Hinged support rail Duo | Hinged support rail Duo, design (B), System 900 - two parallel, round gripping levels arranged on top of each other - with toilet roll holder and flushing mechanism/function buttons (model E) - left-hand version - can be folded upwards and folded downwards with braked movement - blue button (wave symbol) for triggering the toilet flushing mechanism, red button (bell symbol) for triggering a freely definable function. (The function button does not fulfil the requirements for an emergency call according to DIN VDE 0834-1) - cable with bare wire ends for wall connection - including white cover for flush-mounted box - control voltage max. 30 V = SELV, PELV, switching current up to max. 2 A - suitable for all standard concealed cisterns with electrical control - projection 750 mm, 256 mm high and 75 mm wide, top rail diameter 33.7 mm, bottom rail diameter 25 mm - weight capacity up to 100 kg - made of stainless steel, satin - wall plate made of polyamide with integrated steel core and satin stainless steel cover - for mounting with non-corrosive and tested HEWI fixing materials for different wall systems (to be ordered separately) - sealing tape for sealing the fixing points is included in the scope of supply - floor supports 900.50.020XA and 900.50.021XA for retrofitting - produced in accordance with CE- and UKCA-Regulation (EU) 2017/745 on medical devices - fulfils the requirements applicable in Belgium (CWATUPE, WVG Vlaanderen) regarding the projection of the hinged support rail at the toilet Article no.: HEWI 900.50.192XA | https://catalog.hewi.com/en/p/90050192XA | https://catalog.hewi.com/storage/downloads/HEWI_900_50_192XA_en.pdf
900.50.19340 | HEWI Hinged support rail Duo | Hinged support rail Duo, design (B), System 900 - two parallel, round gripping levels arranged on top of each other - with toilet roll holder and flushing mechanism/function buttons (model E) - left-hand version - can be folded upwards and folded downwards with braked movement - blue button (wave symbol) for triggering the toilet flushing mechanism, red button (bell symbol) for triggering a freely definable function. (The function button does not fulfil the requirements for an emergency call according to DIN VDE 0834-1) - cable with bare wire ends for wall connection - including white cover for flush-mounted box - control voltage max. 30 V = SELV, PELV, switching current up to max. 2 A - suitable for all standard concealed cisterns with electrical control - projection 850 mm, 256 mm high and 75 mm wide, top rail diameter 33.7 mm, bottom rail diameter 25 mm - weight capacity up to 100 kg - made of stainless steel, chrome - wall plate made of polyamide with integrated steel core and cover made of chrome stainless steel - for mounting with non-corrosive and tested HEWI fixing materials for different wall systems (to be ordered separately) - sealing tape for sealing the fixing points is included in the scope of supply - floor supports 900.50.02040 and 900.50.02140 for retrofitting - produced in accordance with CE- and UKCA-Regulation (EU) 2017/745 on medical devices - fulfils the DIN 18040, ÖNORM B1600/1601 and SIA 500 requirements Article no.: HEWI 900.50.19340 | https://catalog.hewi.com/en/p/9005019340 | https://catalog.hewi.com/storage/downloads/HEWI_900_50_19340_en.pdf
900.50.19360 | HEWI Hinged support rail Duo | Hinged support rail Duo, design (B), System 900 - two parallel, round gripping levels arranged on top of each other - with toilet roll holder and flushing mechanism/function buttons (model E) - left-hand version - can be folded upwards and folded downwards with braked movement - blue button (wave symbol) for triggering the toilet flushing mechanism, red button (bell symbol) for triggering a freely definable function. (The function button does not fulfil the requirements for an emergency call according to DIN VDE 0834-1) - cable with bare wire ends for wall connection - including white cover for flush-mounted box - control voltage max. 30 V = SELV, PELV, switching current up to max. 2 A - suitable for all standard concealed cisterns with electrical control - projection 850 mm, 256 mm high and 75 mm wide, top rail diameter 33.7 mm, bottom rail diameter 25 mm - weight capacity up to 100 kg - made of stainless steel, powder-coated in HEWI colours DX (matt white), DC (matt black) and SC (matt dark grey pearl mica) - wall plate made of polyamide with integrated steel core and cover made of stainless steel, powder-coated in HEWI colours DX (matt white), DC (matt black) and SC (matt dark grey pearl mica) - for mounting with non-corrosive and tested HEWI fixing materials for different wall systems (to be ordered separately) - sealing tape for sealing the fixing points is included in the scope of supply - floor supports 900.50.02060 and 900.50.02160 for retrofitting - produced in accordance with CE- and UKCA-Regulation (EU) 2017/745 on medical devices - fulfils the DIN 18040, ÖNORM B1600/1601 and SIA 500 requirements Article no.: HEWI 900.50.19360 | https://catalog.hewi.com/en/p/9005019360 | https://catalog.hewi.com/storage/downloads/HEWI_900_50_19360_en.pdf
900.50.193XA | HEWI Hinged support rail Duo | Hinged support rail Duo, design (B), System 900 - two parallel, round gripping levels arranged on top of each other - with toilet roll holder and flushing mechanism/function buttons (model E) - left-hand version - can be folded upwards and folded downwards with braked movement - blue button (wave symbol) for triggering the toilet flushing mechanism, red button (bell symbol) for triggering a freely definable function. (The function button does not fulfil the requirements for an emergency call according to DIN VDE 0834-1) - cable with bare wire ends for wall connection - including white cover for flush-mounted box - control voltage max. 30 V = SELV, PELV, switching current up to max. 2 A - suitable for all standard concealed cisterns with electrical control - projection 850 mm, 256 mm high and 75 mm wide, top rail diameter 33.7 mm, bottom rail diameter 25 mm - weight capacity up to 100 kg - made of stainless steel, satin - wall plate made of polyamide with integrated steel core and satin stainless steel cover - for mounting with non-corrosive and tested HEWI fixing materials for different wall systems (to be ordered separately) - sealing tape for sealing the fixing points is included in the scope of supply - floor supports 900.50.020XA and 900.50.021XA for retrofitting - produced in accordance with CE- and UKCA-Regulation (EU) 2017/745 on medical devices - fulfils the DIN 18040, ÖNORM B1600/1601 and SIA 500 requirements Article no.: HEWI 900.50.193XA | https://catalog.hewi.com/en/p/90050193XA | https://catalog.hewi.com/storage/downloads/HEWI_900_50_193XA_en.pdf
900.50.19440 | HEWI Hinged support rail Duo | Hinged support rail Duo, design (B), System 900 - two parallel, round gripping levels arranged on top of each other - with toilet roll holder and flushing mechanism/function buttons (model E) - left-hand version - can be folded upwards and folded downwards with braked movement - blue button (wave symbol) for triggering the toilet flushing mechanism, red button (bell symbol) for triggering a freely definable function. (The function button does not fulfil the requirements for an emergency call according to DIN VDE 0834-1) - cable with bare wire ends for wall connection - including white cover for flush-mounted box - control voltage max. 30 V = SELV, PELV, switching current up to max. 2 A - suitable for all standard concealed cisterns with electrical control - projection 900 mm, 256 mm high and 75 mm wide, top rail diameter 33.7 mm, bottom rail diameter 25 mm - weight capacity up to 100 kg - made of stainless steel, chrome - wall plate made of polyamide with integrated steel core and cover made of chrome stainless steel - for mounting with non-corrosive and tested HEWI fixing materials for different wall systems (to be ordered separately) - sealing tape for sealing the fixing points is included in the scope of supply - floor supports 900.50.02040 and 900.50.02140 for retrofitting - produced in accordance with CE- and UKCA-Regulation (EU) 2017/745 on medical devices - fulfils the ÖNORM B1600/1601 requirements Article no.: HEWI 900.50.19440 | https://catalog.hewi.com/en/p/9005019440 | https://catalog.hewi.com/storage/downloads/HEWI_900_50_19440_en.pdf
900.50.19460 | HEWI Hinged support rail Duo | Hinged support rail Duo, design (B), System 900 - two parallel, round gripping levels arranged on top of each other - with toilet roll holder and flushing mechanism/function buttons (model E) - left-hand version - can be folded upwards and folded downwards with braked movement - blue button (wave symbol) for triggering the toilet flushing mechanism, red button (bell symbol) for triggering a freely definable function. (The function button does not fulfil the requirements for an emergency call according to DIN VDE 0834-1) - cable with bare wire ends for wall connection - including white cover for flush-mounted box - control voltage max. 30 V = SELV, PELV, switching current up to max. 2 A - suitable for all standard concealed cisterns with electrical control - projection 900 mm, 256 mm high and 75 mm wide, top rail diameter 33.7 mm, bottom rail diameter 25 mm - weight capacity up to 100 kg - made of stainless steel, powder-coated in HEWI colours DX (matt white), DC (matt black) and SC (matt dark grey pearl mica) - wall plate made of polyamide with integrated steel core and cover made of stainless steel, powder-coated in HEWI colours DX (matt white), DC (matt black) and SC (matt dark grey pearl mica) - for mounting with non-corrosive and tested HEWI fixing materials for different wall systems (to be ordered separately) - sealing tape for sealing the fixing points is included in the scope of supply - floor supports 900.50.02060 and 900.50.02160 for retrofitting - produced in accordance with CE- and UKCA-Regulation (EU) 2017/745 on medical devices - fulfils the ÖNORM B1600/1601 requirements Article no.: HEWI 900.50.19460 | https://catalog.hewi.com/en/p/9005019460 | https://catalog.hewi.com/storage/downloads/HEWI_900_50_19460_en.pdf
900.50.194XA | HEWI Hinged support rail Duo | Hinged support rail Duo, design (B), System 900 - two parallel, round gripping levels arranged on top of each other - with toilet roll holder and flushing mechanism/function buttons (model E) - left-hand version - can be folded upwards and folded downwards with braked movement - blue button (wave symbol) for triggering the toilet flushing mechanism, red button (bell symbol) for triggering a freely definable function. (The function button does not fulfil the requirements for an emergency call according to DIN VDE 0834-1) - cable with bare wire ends for wall connection - including white cover for flush-mounted box - control voltage max. 30 V = SELV, PELV, switching current up to max. 2 A - suitable for all standard concealed cisterns with electrical control - projection 900 mm, 256 mm high and 75 mm wide, top rail diameter 33.7 mm, bottom rail diameter 25 mm - weight capacity up to 100 kg - made of stainless steel, satin - wall plate made of polyamide with integrated steel core and satin stainless steel cover - for mounting with non-corrosive and tested HEWI fixing materials for different wall systems (to be ordered separately) - sealing tape for sealing the fixing points is included in the scope of supply - floor supports 900.50.020XA and 900.50.021XA for retrofitting - produced in accordance with CE- and UKCA-Regulation (EU) 2017/745 on medical devices - fulfils the ÖNORM B1600/1601 requirements Article no.: HEWI 900.50.194XA | https://catalog.hewi.com/en/p/90050194XA | https://catalog.hewi.com/storage/downloads/HEWI_900_50_194XA_en.pdf
900.50.19540 | HEWI Hinged support rail Duo | Hinged support rail Duo, design (B), System 900 - two parallel, round gripping levels arranged on top of each other - with toilet roll holder and flushing mechanism/function buttons (model E) - right-hand version - can be folded upwards and folded downwards with braked movement - blue button (wave symbol) for triggering the toilet flushing mechanism, red button (bell symbol) for triggering a freely definable function. (The function button does not fulfil the requirements for an emergency call according to DIN VDE 0834-1) - cable with bare wire ends for wall connection - including white cover for flush-mounted box - control voltage max. 30 V = SELV, PELV, switching current up to max. 2 A - suitable for all standard concealed cisterns with electrical control - projection 700 mm, 256 mm high and 75 mm wide, top rail diameter 33.7 mm, bottom rail diameter 25 mm - weight capacity up to 100 kg - made of stainless steel, chrome - wall plate made of polyamide with integrated steel core and cover made of chrome stainless steel - for mounting with non-corrosive and tested HEWI fixing materials for different wall systems (to be ordered separately) - sealing tape for sealing the fixing points is included in the scope of supply - floor supports 900.50.02040 and 900.50.02140 for retrofitting - produced in accordance with CE- and UKCA-Regulation (EU) 2017/745 on medical devices - fulfils the ÖNORM B1600/1601 and SIA 500 requirements Article no.: HEWI 900.50.19540 | https://catalog.hewi.com/en/p/9005019540 | https://catalog.hewi.com/storage/downloads/HEWI_900_50_19540_en.pdf
900.50.19560 | HEWI Hinged support rail Duo | Hinged support rail Duo, design (B), System 900 - two parallel, round gripping levels arranged on top of each other - with toilet roll holder and flushing mechanism/function buttons (model E) - right-hand version - can be folded upwards and folded downwards with braked movement - blue button (wave symbol) for triggering the toilet flushing mechanism, red button (bell symbol) for triggering a freely definable function. (The function button does not fulfil the requirements for an emergency call according to DIN VDE 0834-1) - cable with bare wire ends for wall connection - including white cover for flush-mounted box - control voltage max. 30 V = SELV, PELV, switching current up to max. 2 A - suitable for all standard concealed cisterns with electrical control - projection 700 mm, 256 mm high and 75 mm wide, top rail diameter 33.7 mm, bottom rail diameter 25 mm - weight capacity up to 100 kg - made of stainless steel, powder-coated in HEWI colours DX (matt white), DC (matt black) and SC (matt dark grey pearl mica) - wall plate made of polyamide with integrated steel core and cover made of stainless steel, powder-coated in HEWI colours DX (matt white), DC (matt black) and SC (matt dark grey pearl mica) - for mounting with non-corrosive and tested HEWI fixing materials for different wall systems (to be ordered separately) - sealing tape for sealing the fixing points is included in the scope of supply - floor supports 900.50.02060 and 900.50.02160 for retrofitting - produced in accordance with CE- and UKCA-Regulation (EU) 2017/745 on medical devices - fulfils the ÖNORM B1600/1601 and SIA 500 requirements Article no.: HEWI 900.50.19560 | https://catalog.hewi.com/en/p/9005019560 | https://catalog.hewi.com/storage/downloads/HEWI_900_50_19560_en.pdf
900.50.195XA | HEWI Hinged support rail Duo | Hinged support rail Duo, design (B), System 900 - two parallel, round gripping levels arranged on top of each other - with toilet roll holder and flushing mechanism/function buttons (model E) - right-hand version - can be folded upwards and folded downwards with braked movement - blue button (wave symbol) for triggering the toilet flushing mechanism, red button (bell symbol) for triggering a freely definable function. (The function button does not fulfil the requirements for an emergency call according to DIN VDE 0834-1) - cable with bare wire ends for wall connection - including white cover for flush-mounted box - control voltage max. 30 V = SELV, PELV, switching current up to max. 2 A - suitable for all standard concealed cisterns with electrical control - projection 700 mm, 256 mm high and 75 mm wide, top rail diameter 33.7 mm, bottom rail diameter 25 mm - weight capacity up to 100 kg - made of stainless steel, satin - wall plate made of polyamide with integrated steel core and satin stainless steel cover - for mounting with non-corrosive and tested HEWI fixing materials for different wall systems (to be ordered separately) - sealing tape for sealing the fixing points is included in the scope of supply - floor supports 900.50.020XA and 900.50.021XA for retrofitting - produced in accordance with CE- and UKCA-Regulation (EU) 2017/745 on medical devices - fulfils the ÖNORM B1600/1601 and SIA 500 requirements Article no.: HEWI 900.50.195XA | https://catalog.hewi.com/en/p/90050195XA | https://catalog.hewi.com/storage/downloads/HEWI_900_50_195XA_en.pdf
900.50.19640 | HEWI Hinged support rail Duo | Hinged support rail Duo, design (B), System 900 - two parallel, round gripping levels arranged on top of each other - with toilet roll holder and flushing mechanism/function buttons (model E) - right-hand version - can be folded upwards and folded downwards with braked movement - blue button (wave symbol) for triggering the toilet flushing mechanism, red button (bell symbol) for triggering a freely definable function. (The function button does not fulfil the requirements for an emergency call according to DIN VDE 0834-1) - cable with bare wire ends for wall connection - including white cover for flush-mounted box - control voltage max. 30 V = SELV, PELV, switching current up to max. 2 A - suitable for all standard concealed cisterns with electrical control - projection 750 mm, 256 mm high and 75 mm wide, top rail diameter 33.7 mm, bottom rail diameter 25 mm - weight capacity up to 100 kg - made of stainless steel, chrome - wall plate made of polyamide with integrated steel core and cover made of chrome stainless steel - for mounting with non-corrosive and tested HEWI fixing materials for different wall systems (to be ordered separately) - sealing tape for sealing the fixing points is included in the scope of supply - floor supports 900.50.02040 and 900.50.02140 for retrofitting - produced in accordance with CE- and UKCA-Regulation (EU) 2017/745 on medical devices - fulfils the requirements applicable in Belgium (CWATUPE, WVG Vlaanderen) regarding the projection of the hinged support rail at the toilet Article no.: HEWI 900.50.19640 | https://catalog.hewi.com/en/p/9005019640 | https://catalog.hewi.com/storage/downloads/HEWI_900_50_19640_en.pdf
900.50.19660 | HEWI Hinged support rail Duo | Hinged support rail Duo, design (B), System 900 - two parallel, round gripping levels arranged on top of each other - with toilet roll holder and flushing mechanism/function buttons (model E) - right-hand version - can be folded upwards and folded downwards with braked movement - blue button (wave symbol) for triggering the toilet flushing mechanism, red button (bell symbol) for triggering a freely definable function. (The function button does not fulfil the requirements for an emergency call according to DIN VDE 0834-1) - cable with bare wire ends for wall connection - including white cover for flush-mounted box - control voltage max. 30 V = SELV, PELV, switching current up to max. 2 A - suitable for all standard concealed cisterns with electrical control - projection 750 mm, 256 mm high and 75 mm wide, top rail diameter 33.7 mm, bottom rail diameter 25 mm - weight capacity up to 100 kg - made of stainless steel, powder-coated in HEWI colours DX (matt white), DC (matt black) and SC (matt dark grey pearl mica) - wall plate made of polyamide with integrated steel core and cover made of stainless steel, powder-coated in HEWI colours DX (matt white), DC (matt black) and SC (matt dark grey pearl mica) - for mounting with non-corrosive and tested HEWI fixing materials for different wall systems (to be ordered separately) - sealing tape for sealing the fixing points is included in the scope of supply - floor supports 900.50.02060 and 900.50.02160 for retrofitting - produced in accordance with CE- and UKCA-Regulation (EU) 2017/745 on medical devices - fulfils the requirements applicable in Belgium (CWATUPE, WVG Vlaanderen) regarding the projection of the hinged support rail at the toilet Article no.: HEWI 900.50.19660 | https://catalog.hewi.com/en/p/9005019660 | https://catalog.hewi.com/storage/downloads/HEWI_900_50_19660_en.pdf
900.50.196XA | HEWI Hinged support rail Duo | Hinged support rail Duo, design (B), System 900 - two parallel, round gripping levels arranged on top of each other - with toilet roll holder and flushing mechanism/function buttons (model E) - right-hand version - can be folded upwards and folded downwards with braked movement - blue button (wave symbol) for triggering the toilet flushing mechanism, red button (bell symbol) for triggering a freely definable function. (The function button does not fulfil the requirements for an emergency call according to DIN VDE 0834-1) - cable with bare wire ends for wall connection - including white cover for flush-mounted box - control voltage max. 30 V = SELV, PELV, switching current up to max. 2 A - suitable for all standard concealed cisterns with electrical control - projection 750 mm, 256 mm high and 75 mm wide, top rail diameter 33.7 mm, bottom rail diameter 25 mm - weight capacity up to 100 kg - made of stainless steel, satin - wall plate made of polyamide with integrated steel core and satin stainless steel cover - for mounting with non-corrosive and tested HEWI fixing materials for different wall systems (to be ordered separately) - sealing tape for sealing the fixing points is included in the scope of supply - floor supports 900.50.020XA and 900.50.021XA for retrofitting - produced in accordance with CE- and UKCA-Regulation (EU) 2017/745 on medical devices - fulfils the requirements applicable in Belgium (CWATUPE, WVG Vlaanderen) regarding the projection of the hinged support rail at the toilet Article no.: HEWI 900.50.196XA | https://catalog.hewi.com/en/p/90050196XA | https://catalog.hewi.com/storage/downloads/HEWI_900_50_196XA_en.pdf
900.50.19740 | HEWI Hinged support rail Duo | Hinged support rail Duo, design (B), System 900 - two parallel, round gripping levels arranged on top of each other - with toilet roll holder and flushing mechanism/function buttons (model E) - right-hand version - can be folded upwards and folded downwards with braked movement - blue button (wave symbol) for triggering the toilet flushing mechanism, red button (bell symbol) for triggering a freely definable function. (The function button does not fulfil the requirements for an emergency call according to DIN VDE 0834-1) - cable with bare wire ends for wall connection - including white cover for flush-mounted box - control voltage max. 30 V = SELV, PELV, switching current up to max. 2 A - suitable for all standard concealed cisterns with electrical control - projection 850 mm, 256 mm high and 75 mm wide, top rail diameter 33.7 mm, bottom rail diameter 25 mm - weight capacity up to 100 kg - made of stainless steel, chrome - wall plate made of polyamide with integrated steel core and cover made of chrome stainless steel - for mounting with non-corrosive and tested HEWI fixing materials for different wall systems (to be ordered separately) - sealing tape for sealing the fixing points is included in the scope of supply - floor supports 900.50.02040 and 900.50.02140 for retrofitting - produced in accordance with CE- and UKCA-Regulation (EU) 2017/745 on medical devices - fulfils the DIN 18040, ÖNORM B1600/1601 and SIA 500 requirements Article no.: HEWI 900.50.19740 | https://catalog.hewi.com/en/p/9005019740 | https://catalog.hewi.com/storage/downloads/HEWI_900_50_19740_en.pdf
900.50.19760 | HEWI Hinged support rail Duo | Hinged support rail Duo, design (B), System 900 - two parallel, round gripping levels arranged on top of each other - with toilet roll holder and flushing mechanism/function buttons (model E) - right-hand version - can be folded upwards and folded downwards with braked movement - blue button (wave symbol) for triggering the toilet flushing mechanism, red button (bell symbol) for triggering a freely definable function. (The function button does not fulfil the requirements for an emergency call according to DIN VDE 0834-1) - cable with bare wire ends for wall connection - including white cover for flush-mounted box - control voltage max. 30 V = SELV, PELV, switching current up to max. 2 A - suitable for all standard concealed cisterns with electrical control - projection 850 mm, 256 mm high and 75 mm wide, top rail diameter 33.7 mm, bottom rail diameter 25 mm - weight capacity up to 100 kg - made of stainless steel, powder-coated in HEWI colours DX (matt white), DC (matt black) and SC (matt dark grey pearl mica) - wall plate made of polyamide with integrated steel core and cover made of stainless steel, powder-coated in HEWI colours DX (matt white), DC (matt black) and SC (matt dark grey pearl mica) - for mounting with non-corrosive and tested HEWI fixing materials for different wall systems (to be ordered separately) - sealing tape for sealing the fixing points is included in the scope of supply - floor supports 900.50.02060 and 900.50.02160 for retrofitting - produced in accordance with CE- and UKCA-Regulation (EU) 2017/745 on medical devices - fulfils the DIN 18040, ÖNORM B1600/1601 and SIA 500 requirements Article no.: HEWI 900.50.19760 | https://catalog.hewi.com/en/p/9005019760 | https://catalog.hewi.com/storage/downloads/HEWI_900_50_19760_en.pdf
900.50.197XA | HEWI Hinged support rail Duo | Hinged support rail Duo, design (B), System 900 - two parallel, round gripping levels arranged on top of each other - with toilet roll holder and flushing mechanism/function buttons (model E) - right-hand version - can be folded upwards and folded downwards with braked movement - blue button (wave symbol) for triggering the toilet flushing mechanism, red button (bell symbol) for triggering a freely definable function. (The function button does not fulfil the requirements for an emergency call according to DIN VDE 0834-1) - cable with bare wire ends for wall connection - including white cover for flush-mounted box - control voltage max. 30 V = SELV, PELV, switching current up to max. 2 A - suitable for all standard concealed cisterns with electrical control - projection 850 mm, 256 mm high and 75 mm wide, top rail diameter 33.7 mm, bottom rail diameter 25 mm - weight capacity up to 100 kg - made of stainless steel, satin - wall plate made of polyamide with integrated steel core and satin stainless steel cover - for mounting with non-corrosive and tested HEWI fixing materials for different wall systems (to be ordered separately) - sealing tape for sealing the fixing points is included in the scope of supply - floor supports 900.50.020XA and 900.50.021XA for retrofitting - produced in accordance with CE- and UKCA-Regulation (EU) 2017/745 on medical devices - fulfils the DIN 18040, ÖNORM B1600/1601 and SIA 500 requirements Article no.: HEWI 900.50.197XA | https://catalog.hewi.com/en/p/90050197XA | https://catalog.hewi.com/storage/downloads/HEWI_900_50_197XA_en.pdf
900.50.19840 | HEWI Hinged support rail Duo | Hinged support rail Duo, design (B), System 900 - two parallel, round gripping levels arranged on top of each other - with toilet roll holder and flushing mechanism/function buttons (model E) - right-hand version - can be folded upwards and folded downwards with braked movement - blue button (wave symbol) for triggering the toilet flushing mechanism, red button (bell symbol) for triggering a freely definable function. (The function button does not fulfil the requirements for an emergency call according to DIN VDE 0834-1) - cable with bare wire ends for wall connection - including white cover for flush-mounted box - control voltage max. 30 V = SELV, PELV, switching current up to max. 2 A - suitable for all standard concealed cisterns with electrical control - projection 900 mm, 256 mm high and 75 mm wide, top rail diameter 33.7 mm, bottom rail diameter 25 mm - weight capacity up to 100 kg - made of stainless steel, chrome - wall plate made of polyamide with integrated steel core and cover made of chrome stainless steel - for mounting with non-corrosive and tested HEWI fixing materials for different wall systems (to be ordered separately) - sealing tape for sealing the fixing points is included in the scope of supply - floor supports 900.50.02040 and 900.50.02140 for retrofitting - produced in accordance with CE- and UKCA-Regulation (EU) 2017/745 on medical devices - fulfils the ÖNORM B1600/1601 requirements Article no.: HEWI 900.50.19840 | https://catalog.hewi.com/en/p/9005019840 | https://catalog.hewi.com/storage/downloads/HEWI_900_50_19840_en.pdf
900.50.19860 | HEWI Hinged support rail Duo | Hinged support rail Duo, design (B), System 900 - two parallel, round gripping levels arranged on top of each other - with toilet roll holder and flushing mechanism/function buttons (model E) - right-hand version - can be folded upwards and folded downwards with braked movement - blue button (wave symbol) for triggering the toilet flushing mechanism, red button (bell symbol) for triggering a freely definable function. (The function button does not fulfil the requirements for an emergency call according to DIN VDE 0834-1) - cable with bare wire ends for wall connection - including white cover for flush-mounted box - control voltage max. 30 V = SELV, PELV, switching current up to max. 2 A - suitable for all standard concealed cisterns with electrical control - projection 900 mm, 256 mm high and 75 mm wide, top rail diameter 33.7 mm, bottom rail diameter 25 mm - weight capacity up to 100 kg - made of stainless steel, powder-coated in HEWI colours DX (matt white), DC (matt black) and SC (matt dark grey pearl mica) - wall plate made of polyamide with integrated steel core and cover made of stainless steel, powder-coated in HEWI colours DX (matt white), DC (matt black) and SC (matt dark grey pearl mica) - for mounting with non-corrosive and tested HEWI fixing materials for different wall systems (to be ordered separately) - sealing tape for sealing the fixing points is included in the scope of supply - floor supports 900.50.02060 and 900.50.02160 for retrofitting - produced in accordance with CE- and UKCA-Regulation (EU) 2017/745 on medical devices - fulfils the ÖNORM B1600/1601 requirements Article no.: HEWI 900.50.19860 | https://catalog.hewi.com/en/p/9005019860 | https://catalog.hewi.com/storage/downloads/HEWI_900_50_19860_en.pdf
900.50.198XA | HEWI Hinged support rail Duo | Hinged support rail Duo, design (B), System 900 - two parallel, round gripping levels arranged on top of each other - with toilet roll holder and flushing mechanism/function buttons (model E) - right-hand version - can be folded upwards and folded downwards with braked movement - blue button (wave symbol) for triggering the toilet flushing mechanism, red button (bell symbol) for triggering a freely definable function. (The function button does not fulfil the requirements for an emergency call according to DIN VDE 0834-1) - cable with bare wire ends for wall connection - including white cover for flush-mounted box - control voltage max. 30 V = SELV, PELV, switching current up to max. 2 A - suitable for all standard concealed cisterns with electrical control - projection 900 mm, 256 mm high and 75 mm wide, top rail diameter 33.7 mm, bottom rail diameter 25 mm - weight capacity up to 100 kg - made of stainless steel, satin - wall plate made of polyamide with integrated steel core and satin stainless steel cover - for mounting with non-corrosive and tested HEWI fixing materials for different wall systems (to be ordered separately) - sealing tape for sealing the fixing points is included in the scope of supply - floor supports 900.50.020XA and 900.50.021XA for retrofitting - produced in accordance with CE- and UKCA-Regulation (EU) 2017/745 on medical devices - fulfils the ÖNORM B1600/1601 requirements Article no.: HEWI 900.50.198XA | https://catalog.hewi.com/en/p/90050198XA | https://catalog.hewi.com/storage/downloads/HEWI_900_50_198XA_en.pdf
900.50.19940 | HEWI Hinged support rail Duo | Hinged support rail Duo, design (B), System 900 - two parallel, round gripping levels arranged on top of each other - with flushing mechanism (model E) - left-hand version - can be folded upwards and folded downwards with braked movement - blue button (wave symbol) for triggering the toilet flushing mechanism - cable with bare wire ends for wall connection - including white cover for flush-mounted box - control voltage max. 30 V = SELV, PELV, switching current up to max. 2 A - suitable for all standard concealed cisterns with electrical control - projection 700 mm, 256 mm high and 75 mm wide, top rail diameter 33.7 mm, bottom rail diameter 25 mm - weight capacity up to 100 kg - made of stainless steel, chrome - wall plate made of polyamide with integrated steel core and cover made of chrome stainless steel - for mounting with non-corrosive and tested HEWI fixing materials for different wall systems (to be ordered separately) - sealing tape for sealing the fixing points is included in the scope of supply - floor supports 900.50.02040 and 900.50.02140 for retrofitting - produced in accordance with CE- and UKCA-Regulation (EU) 2017/745 on medical devices - fulfils the ÖNORM B1600/1601 and SIA 500 requirements Article no.: HEWI 900.50.19940 | https://catalog.hewi.com/en/p/9005019940 | https://catalog.hewi.com/storage/downloads/HEWI_900_50_19940_en.pdf
900.50.19960 | HEWI Hinged support rail Duo | Hinged support rail Duo, design (B), System 900 - two parallel, round gripping levels arranged on top of each other - with flushing mechanism (model E) - left-hand version - can be folded upwards and folded downwards with braked movement - blue button (wave symbol) for triggering the toilet flushing mechanism - cable with bare wire ends for wall connection - including white cover for flush-mounted box - control voltage max. 30 V = SELV, PELV, switching current up to max. 2 A - suitable for all standard concealed cisterns with electrical control - projection 700 mm, 256 mm high and 75 mm wide, top rail diameter 33.7 mm, bottom rail diameter 25 mm - weight capacity up to 100 kg - made of stainless steel, powder-coated in HEWI colours DX (matt white), DC (matt black) and SC (matt dark grey pearl mica) - wall plate made of polyamide with integrated steel core and cover made of stainless steel, powder-coated in HEWI colours DX (matt white), DC (matt black) and SC (matt dark grey pearl mica) - for mounting with non-corrosive and tested HEWI fixing materials for different wall systems (to be ordered separately) - sealing tape for sealing the fixing points is included in the scope of supply - floor supports 900.50.02060 and 900.50.02160 for retrofitting - produced in accordance with CE- and UKCA-Regulation (EU) 2017/745 on medical devices - fulfils the ÖNORM B1600/1601 and SIA 500 requirements Article no.: HEWI 900.50.19960 | https://catalog.hewi.com/en/p/9005019960 | https://catalog.hewi.com/storage/downloads/HEWI_900_50_19960_en.pdf
900.50.199XA | HEWI Hinged support rail Duo | Hinged support rail Duo, design (B), System 900 - two parallel, round gripping levels arranged on top of each other - with flushing mechanism (model E) - left-hand version - can be folded upwards and folded downwards with braked movement - blue button (wave symbol) for triggering the toilet flushing mechanism - cable with bare wire ends for wall connection - including white cover for flush-mounted box - control voltage max. 30 V = SELV, PELV, switching current up to max. 2 A - suitable for all standard concealed cisterns with electrical control - projection 700 mm, 256 mm high and 75 mm wide, top rail diameter 33.7 mm, bottom rail diameter 25 mm - weight capacity up to 100 kg - made of stainless steel, satin - wall plate made of polyamide with integrated steel core and satin stainless steel cover - for mounting with non-corrosive and tested HEWI fixing materials for different wall systems (to be ordered separately) - sealing tape for sealing the fixing points is included in the scope of supply - floor supports 900.50.020XA and 900.50.021XA for retrofitting - produced in accordance with CE- and UKCA-Regulation (EU) 2017/745 on medical devices - fulfils the ÖNORM B1600/1601 and SIA 500 requirements Article no.: HEWI 900.50.199XA | https://catalog.hewi.com/en/p/90050199XA | https://catalog.hewi.com/storage/downloads/HEWI_900_50_199XA_en.pdf
900.50.20040 | HEWI Hinged support rail Duo | Hinged support rail Duo, design (B), System 900 - two parallel, round gripping levels arranged on top of each other - with flushing mechanism (model E) - left-hand version - can be folded upwards and folded downwards with braked movement - blue button (wave symbol) for triggering the toilet flushing mechanism - cable with bare wire ends for wall connection - including white cover for flush-mounted box - control voltage max. 30 V = SELV, PELV, switching current up to max. 2 A - suitable for all standard concealed cisterns with electrical control - projection 750 mm, 256 mm high and 75 mm wide, top rail diameter 33.7 mm, bottom rail diameter 25 mm - weight capacity up to 100 kg - made of stainless steel, chrome - wall plate made of polyamide with integrated steel core and cover made of chrome stainless steel - for mounting with non-corrosive and tested HEWI fixing materials for different wall systems (to be ordered separately) - sealing tape for sealing the fixing points is included in the scope of supply - floor supports 900.50.02040 and 900.50.02140 for retrofitting - produced in accordance with CE- and UKCA-Regulation (EU) 2017/745 on medical devices - fulfils the requirements applicable in Belgium (CWATUPE, WVG Vlaanderen) regarding the projection of the hinged support rail at the toilet Article no.: HEWI 900.50.20040 | https://catalog.hewi.com/en/p/9005020040 | https://catalog.hewi.com/storage/downloads/HEWI_900_50_20040_en.pdf
900.50.20060 | HEWI Hinged support rail Duo | Hinged support rail Duo, design (B), System 900 - two parallel, round gripping levels arranged on top of each other - with flushing mechanism (model E) - left-hand version - can be folded upwards and folded downwards with braked movement - blue button (wave symbol) for triggering the toilet flushing mechanism - cable with bare wire ends for wall connection - including white cover for flush-mounted box - control voltage max. 30 V = SELV, PELV, switching current up to max. 2 A - suitable for all standard concealed cisterns with electrical control - projection 750 mm, 256 mm high and 75 mm wide, top rail diameter 33.7 mm, bottom rail diameter 25 mm - weight capacity up to 100 kg - made of stainless steel, powder-coated in HEWI colours DX (matt white), DC (matt black) and SC (matt dark grey pearl mica) - wall plate made of polyamide with integrated steel core and cover made of stainless steel, powder-coated in HEWI colours DX (matt white), DC (matt black) and SC (matt dark grey pearl mica) - for mounting with non-corrosive and tested HEWI fixing materials for different wall systems (to be ordered separately) - sealing tape for sealing the fixing points is included in the scope of supply - floor supports 900.50.02060 and 900.50.02160 for retrofitting - produced in accordance with CE- and UKCA-Regulation (EU) 2017/745 on medical devices - fulfils the requirements applicable in Belgium (CWATUPE, WVG Vlaanderen) regarding the projection of the hinged support rail at the toilet Article no.: HEWI 900.50.20060 | https://catalog.hewi.com/en/p/9005020060 | https://catalog.hewi.com/storage/downloads/HEWI_900_50_20060_en.pdf
900.50.200XA | HEWI Hinged support rail Duo | Hinged support rail Duo, design (B), System 900 - two parallel, round gripping levels arranged on top of each other - with flushing mechanism (model E) - left-hand version - can be folded upwards and folded downwards with braked movement - blue button (wave symbol) for triggering the toilet flushing mechanism - cable with bare wire ends for wall connection - including white cover for flush-mounted box - control voltage max. 30 V = SELV, PELV, switching current up to max. 2 A - suitable for all standard concealed cisterns with electrical control - projection 750 mm, 256 mm high and 75 mm wide, top rail diameter 33.7 mm, bottom rail diameter 25 mm - weight capacity up to 100 kg - made of stainless steel, satin - wall plate made of polyamide with integrated steel core and satin stainless steel cover - for mounting with non-corrosive and tested HEWI fixing materials for different wall systems (to be ordered separately) - sealing tape for sealing the fixing points is included in the scope of supply - floor supports 900.50.020XA and 900.50.021XA for retrofitting - produced in accordance with CE- and UKCA-Regulation (EU) 2017/745 on medical devices - fulfils the requirements applicable in Belgium (CWATUPE, WVG Vlaanderen) regarding the projection of the hinged support rail at the toilet Article no.: HEWI 900.50.200XA | https://catalog.hewi.com/en/p/90050200XA | https://catalog.hewi.com/storage/downloads/HEWI_900_50_200XA_en.pdf
900.50.20140 | HEWI Hinged support rail Duo | Hinged support rail Duo, design (B), System 900 - two parallel, round gripping levels arranged on top of each other - with flushing mechanism (model E) - left-hand version - can be folded upwards and folded downwards with braked movement - blue button (wave symbol) for triggering the toilet flushing mechanism - cable with bare wire ends for wall connection - including white cover for flush-mounted box - control voltage max. 30 V = SELV, PELV, switching current up to max. 2 A - suitable for all standard concealed cisterns with electrical control - projection 850 mm, 256 mm high and 75 mm wide, top rail diameter 33.7 mm, bottom rail diameter 25 mm - weight capacity up to 100 kg - made of stainless steel, chrome - wall plate made of polyamide with integrated steel core and cover made of chrome stainless steel - for mounting with non-corrosive and tested HEWI fixing materials for different wall systems (to be ordered separately) - sealing tape for sealing the fixing points is included in the scope of supply - floor supports 900.50.02040 and 900.50.02140 for retrofitting - produced in accordance with CE- and UKCA-Regulation (EU) 2017/745 on medical devices - fulfils the DIN 18040, ÖNORM B1600/1601 and SIA 500 requirements Article no.: HEWI 900.50.20140 | https://catalog.hewi.com/en/p/9005020140 | https://catalog.hewi.com/storage/downloads/HEWI_900_50_20140_en.pdf
900.50.20160 | HEWI Hinged support rail Duo | Hinged support rail Duo, design (B), System 900 - two parallel, round gripping levels arranged on top of each other - with flushing mechanism (model E) - left-hand version - can be folded upwards and folded downwards with braked movement - blue button (wave symbol) for triggering the toilet flushing mechanism - cable with bare wire ends for wall connection - including white cover for flush-mounted box - control voltage max. 30 V = SELV, PELV, switching current up to max. 2 A - suitable for all standard concealed cisterns with electrical control - projection 850 mm, 256 mm high and 75 mm wide, top rail diameter 33.7 mm, bottom rail diameter 25 mm - weight capacity up to 100 kg - made of stainless steel, powder-coated in HEWI colours DX (matt white), DC (matt black) and SC (matt dark grey pearl mica) - wall plate made of polyamide with integrated steel core and cover made of stainless steel, powder-coated in HEWI colours DX (matt white), DC (matt black) and SC (matt dark grey pearl mica) - for mounting with non-corrosive and tested HEWI fixing materials for different wall systems (to be ordered separately) - sealing tape for sealing the fixing points is included in the scope of supply - floor supports 900.50.02060 and 900.50.02160 for retrofitting - produced in accordance with CE- and UKCA-Regulation (EU) 2017/745 on medical devices - fulfils the DIN 18040, ÖNORM B1600/1601 and SIA 500 requirements Article no.: HEWI 900.50.20160 | https://catalog.hewi.com/en/p/9005020160 | https://catalog.hewi.com/storage/downloads/HEWI_900_50_20160_en.pdf
900.50.201XA | HEWI Hinged support rail Duo | Hinged support rail Duo, design (B), System 900 - two parallel, round gripping levels arranged on top of each other - with flushing mechanism (model E) - left-hand version - can be folded upwards and folded downwards with braked movement - blue button (wave symbol) for triggering the toilet flushing mechanism - cable with bare wire ends for wall connection - including white cover for flush-mounted box - control voltage max. 30 V = SELV, PELV, switching current up to max. 2 A - suitable for all standard concealed cisterns with electrical control - projection 850 mm, 256 mm high and 75 mm wide, top rail diameter 33.7 mm, bottom rail diameter 25 mm - weight capacity up to 100 kg - made of stainless steel, satin - wall plate made of polyamide with integrated steel core and satin stainless steel cover - for mounting with non-corrosive and tested HEWI fixing materials for different wall systems (to be ordered separately) - sealing tape for sealing the fixing points is included in the scope of supply - floor supports 900.50.020XA and 900.50.021XA for retrofitting - produced in accordance with CE- and UKCA-Regulation (EU) 2017/745 on medical devices - fulfils the DIN 18040, ÖNORM B1600/1601 and SIA 500 requirements Article no.: HEWI 900.50.201XA | https://catalog.hewi.com/en/p/90050201XA | https://catalog.hewi.com/storage/downloads/HEWI_900_50_201XA_en.pdf
900.50.20240 | HEWI Hinged support rail Duo | Hinged support rail Duo, design (B), System 900 - two parallel, round gripping levels arranged on top of each other - with flushing mechanism (model E) - left-hand version - can be folded upwards and folded downwards with braked movement - blue button (wave symbol) for triggering the toilet flushing mechanism - cable with bare wire ends for wall connection - including white cover for flush-mounted box - control voltage max. 30 V = SELV, PELV, switching current up to max. 2 A - suitable for all standard concealed cisterns with electrical control - projection 900 mm, 256 mm high and 75 mm wide, top rail diameter 33.7 mm, bottom rail diameter 25 mm - weight capacity up to 100 kg - made of stainless steel, chrome - wall plate made of polyamide with integrated steel core and cover made of chrome stainless steel - for mounting with non-corrosive and tested HEWI fixing materials for different wall systems (to be ordered separately) - sealing tape for sealing the fixing points is included in the scope of supply - floor supports 900.50.02040 and 900.50.02140 for retrofitting - produced in accordance with CE- and UKCA-Regulation (EU) 2017/745 on medical devices - fulfils the ÖNORM B1600/1601 requirements Article no.: HEWI 900.50.20240 | https://catalog.hewi.com/en/p/9005020240 | https://catalog.hewi.com/storage/downloads/HEWI_900_50_20240_en.pdf
900.50.20260 | HEWI Hinged support rail Duo | Hinged support rail Duo, design (B), System 900 - two parallel, round gripping levels arranged on top of each other - with flushing mechanism (model E) - left-hand version - can be folded upwards and folded downwards with braked movement - blue button (wave symbol) for triggering the toilet flushing mechanism - cable with bare wire ends for wall connection - including white cover for flush-mounted box - control voltage max. 30 V = SELV, PELV, switching current up to max. 2 A - suitable for all standard concealed cisterns with electrical control - projection 900 mm, 256 mm high and 75 mm wide, top rail diameter 33.7 mm, bottom rail diameter 25 mm - weight capacity up to 100 kg - made of stainless steel, powder-coated in HEWI colours DX (matt white), DC (matt black) and SC (matt dark grey pearl mica) - wall plate made of polyamide with integrated steel core and cover made of stainless steel, powder-coated in HEWI colours DX (matt white), DC (matt black) and SC (matt dark grey pearl mica) - for mounting with non-corrosive and tested HEWI fixing materials for different wall systems (to be ordered separately) - sealing tape for sealing the fixing points is included in the scope of supply - floor supports 900.50.02060 and 900.50.02160 for retrofitting - produced in accordance with CE- and UKCA-Regulation (EU) 2017/745 on medical devices - fulfils the ÖNORM B1600/1601 requirements Article no.: HEWI 900.50.20260 | https://catalog.hewi.com/en/p/9005020260 | https://catalog.hewi.com/storage/downloads/HEWI_900_50_20260_en.pdf
900.50.202XA | HEWI Hinged support rail Duo | Hinged support rail Duo, design (B), System 900 - two parallel, round gripping levels arranged on top of each other - with flushing mechanism (model E) - left-hand version - can be folded upwards and folded downwards with braked movement - blue button (wave symbol) for triggering the toilet flushing mechanism - cable with bare wire ends for wall connection - including white cover for flush-mounted box - control voltage max. 30 V = SELV, PELV, switching current up to max. 2 A - suitable for all standard concealed cisterns with electrical control - projection 900 mm, 256 mm high and 75 mm wide, top rail diameter 33.7 mm, bottom rail diameter 25 mm - weight capacity up to 100 kg - made of stainless steel, satin - wall plate made of polyamide with integrated steel core and satin stainless steel cover - for mounting with non-corrosive and tested HEWI fixing materials for different wall systems (to be ordered separately) - sealing tape for sealing the fixing points is included in the scope of supply - floor supports 900.50.020XA and 900.50.021XA for retrofitting - produced in accordance with CE- and UKCA-Regulation (EU) 2017/745 on medical devices - fulfils the ÖNORM B1600/1601 requirements Article no.: HEWI 900.50.202XA | https://catalog.hewi.com/en/p/90050202XA | https://catalog.hewi.com/storage/downloads/HEWI_900_50_202XA_en.pdf
900.50.20340 | HEWI Hinged support rail Duo | Hinged support rail Duo, design (B), System 900 - two parallel, round gripping levels arranged on top of each other - with flushing mechanism (model E) - right-hand version - can be folded upwards and folded downwards with braked movement - blue button (wave symbol) for triggering the toilet flushing mechanism - cable with bare wire ends for wall connection - including white cover for flush-mounted box - control voltage max. 30 V = SELV, PELV, switching current up to max. 2 A - suitable for all standard concealed cisterns with electrical control - projection 700 mm, 256 mm high and 75 mm wide, top rail diameter 33.7 mm, bottom rail diameter 25 mm - weight capacity up to 100 kg - made of stainless steel, chrome - wall plate made of polyamide with integrated steel core and cover made of chrome stainless steel - for mounting with non-corrosive and tested HEWI fixing materials for different wall systems (to be ordered separately) - sealing tape for sealing the fixing points is included in the scope of supply - floor supports 900.50.02040 and 900.50.02140 for retrofitting - produced in accordance with CE- and UKCA-Regulation (EU) 2017/745 on medical devices - fulfils the ÖNORM B1600/1601 and SIA 500 requirements Article no.: HEWI 900.50.20340 | https://catalog.hewi.com/en/p/9005020340 | https://catalog.hewi.com/storage/downloads/HEWI_900_50_20340_en.pdf
900.50.20360 | HEWI Hinged support rail Duo | Hinged support rail Duo, design (B), System 900 - two parallel, round gripping levels arranged on top of each other - with flushing mechanism (model E) - right-hand version - can be folded upwards and folded downwards with braked movement - blue button (wave symbol) for triggering the toilet flushing mechanism - cable with bare wire ends for wall connection - including white cover for flush-mounted box - control voltage max. 30 V = SELV, PELV, switching current up to max. 2 A - suitable for all standard concealed cisterns with electrical control - projection 700 mm, 256 mm high and 75 mm wide, top rail diameter 33.7 mm, bottom rail diameter 25 mm - weight capacity up to 100 kg - made of stainless steel, powder-coated in HEWI colours DX (matt white), DC (matt black) and SC (matt dark grey pearl mica) - wall plate made of polyamide with integrated steel core and cover made of stainless steel, powder-coated in HEWI colours DX (matt white), DC (matt black) and SC (matt dark grey pearl mica) - for mounting with non-corrosive and tested HEWI fixing materials for different wall systems (to be ordered separately) - sealing tape for sealing the fixing points is included in the scope of supply - floor supports 900.50.02060 and 900.50.02160 for retrofitting - produced in accordance with CE- and UKCA-Regulation (EU) 2017/745 on medical devices - fulfils the ÖNORM B1600/1601 and SIA 500 requirements Article no.: HEWI 900.50.20360 | https://catalog.hewi.com/en/p/9005020360 | https://catalog.hewi.com/storage/downloads/HEWI_900_50_20360_en.pdf
900.50.203XA | HEWI Hinged support rail Duo | Hinged support rail Duo, design (B), System 900 - two parallel, round gripping levels arranged on top of each other - with flushing mechanism (model E) - right-hand version - can be folded upwards and folded downwards with braked movement - blue button (wave symbol) for triggering the toilet flushing mechanism - cable with bare wire ends for wall connection - including white cover for flush-mounted box - control voltage max. 30 V = SELV, PELV, switching current up to max. 2 A - suitable for all standard concealed cisterns with electrical control - projection 700 mm, 256 mm high and 75 mm wide, top rail diameter 33.7 mm, bottom rail diameter 25 mm - weight capacity up to 100 kg - made of stainless steel, satin - wall plate made of polyamide with integrated steel core and satin stainless steel cover - for mounting with non-corrosive and tested HEWI fixing materials for different wall systems (to be ordered separately) - sealing tape for sealing the fixing points is included in the scope of supply - floor supports 900.50.020XA and 900.50.021XA for retrofitting - produced in accordance with CE- and UKCA-Regulation (EU) 2017/745 on medical devices - fulfils the ÖNORM B1600/1601 and SIA 500 requirements Article no.: HEWI 900.50.203XA | https://catalog.hewi.com/en/p/90050203XA | https://catalog.hewi.com/storage/downloads/HEWI_900_50_203XA_en.pdf
900.50.20440 | HEWI Hinged support rail Duo | Hinged support rail Duo, design (B), System 900 - two parallel, round gripping levels arranged on top of each other - with flushing mechanism (model E) - right-hand version - can be folded upwards and folded downwards with braked movement - blue button (wave symbol) for triggering the toilet flushing mechanism - cable with bare wire ends for wall connection - including white cover for flush-mounted box - control voltage max. 30 V = SELV, PELV, switching current up to max. 2 A - suitable for all standard concealed cisterns with electrical control - projection 750 mm, 256 mm high and 75 mm wide, top rail diameter 33.7 mm, bottom rail diameter 25 mm - weight capacity up to 100 kg - made of stainless steel, chrome - wall plate made of polyamide with integrated steel core and cover made of chrome stainless steel - for mounting with non-corrosive and tested HEWI fixing materials for different wall systems (to be ordered separately) - sealing tape for sealing the fixing points is included in the scope of supply - floor supports 900.50.02040 and 900.50.02140 for retrofitting - produced in accordance with CE- and UKCA-Regulation (EU) 2017/745 on medical devices - fulfils the requirements applicable in Belgium (CWATUPE, WVG Vlaanderen) regarding the projection of the hinged support rail at the toilet Article no.: HEWI 900.50.20440 | https://catalog.hewi.com/en/p/9005020440 | https://catalog.hewi.com/storage/downloads/HEWI_900_50_20440_en.pdf
900.50.20460 | HEWI Hinged support rail Duo | Hinged support rail Duo, design (B), System 900 - two parallel, round gripping levels arranged on top of each other - with flushing mechanism (model E) - right-hand version - can be folded upwards and folded downwards with braked movement - blue button (wave symbol) for triggering the toilet flushing mechanism - cable with bare wire ends for wall connection - including white cover for flush-mounted box - control voltage max. 30 V = SELV, PELV, switching current up to max. 2 A - suitable for all standard concealed cisterns with electrical control - projection 750 mm, 256 mm high and 75 mm wide, top rail diameter 33.7 mm, bottom rail diameter 25 mm - weight capacity up to 100 kg - made of stainless steel, powder-coated in HEWI colours DX (matt white), DC (matt black) and SC (matt dark grey pearl mica) - wall plate made of polyamide with integrated steel core and cover made of stainless steel, powder-coated in HEWI colours DX (matt white), DC (matt black) and SC (matt dark grey pearl mica) - for mounting with non-corrosive and tested HEWI fixing materials for different wall systems (to be ordered separately) - sealing tape for sealing the fixing points is included in the scope of supply - floor supports 900.50.02060 and 900.50.02160 for retrofitting - produced in accordance with CE- and UKCA-Regulation (EU) 2017/745 on medical devices - fulfils the requirements applicable in Belgium (CWATUPE, WVG Vlaanderen) regarding the projection of the hinged support rail at the toilet Article no.: HEWI 900.50.20460 | https://catalog.hewi.com/en/p/9005020460 | https://catalog.hewi.com/storage/downloads/HEWI_900_50_20460_en.pdf
900.50.204XA | HEWI Hinged support rail Duo | Hinged support rail Duo, design (B), System 900 - two parallel, round gripping levels arranged on top of each other - with flushing mechanism (model E) - right-hand version - can be folded upwards and folded downwards with braked movement - blue button (wave symbol) for triggering the toilet flushing mechanism - cable with bare wire ends for wall connection - including white cover for flush-mounted box - control voltage max. 30 V = SELV, PELV, switching current up to max. 2 A - suitable for all standard concealed cisterns with electrical control - projection 750 mm, 256 mm high and 75 mm wide, top rail diameter 33.7 mm, bottom rail diameter 25 mm - weight capacity up to 100 kg - made of stainless steel, satin - wall plate made of polyamide with integrated steel core and satin stainless steel cover - for mounting with non-corrosive and tested HEWI fixing materials for different wall systems (to be ordered separately) - sealing tape for sealing the fixing points is included in the scope of supply - floor supports 900.50.020XA and 900.50.021XA for retrofitting - produced in accordance with CE- and UKCA-Regulation (EU) 2017/745 on medical devices - fulfils the requirements applicable in Belgium (CWATUPE, WVG Vlaanderen) regarding the projection of the hinged support rail at the toilet Article no.: HEWI 900.50.204XA | https://catalog.hewi.com/en/p/90050204XA | https://catalog.hewi.com/storage/downloads/HEWI_900_50_204XA_en.pdf
900.50.20540 | HEWI Hinged support rail Duo | Hinged support rail Duo, design (B), System 900 - two parallel, round gripping levels arranged on top of each other - with flushing mechanism (model E) - right-hand version - can be folded upwards and folded downwards with braked movement - blue button (wave symbol) for triggering the toilet flushing mechanism - cable with bare wire ends for wall connection - including white cover for flush-mounted box - control voltage max. 30 V = SELV, PELV, switching current up to max. 2 A - suitable for all standard concealed cisterns with electrical control - projection 850 mm, 256 mm high and 75 mm wide, top rail diameter 33.7 mm, bottom rail diameter 25 mm - weight capacity up to 100 kg - made of stainless steel, chrome - wall plate made of polyamide with integrated steel core and cover made of chrome stainless steel - for mounting with non-corrosive and tested HEWI fixing materials for different wall systems (to be ordered separately) - sealing tape for sealing the fixing points is included in the scope of supply - floor supports 900.50.02040 and 900.50.02140 for retrofitting - produced in accordance with CE- and UKCA-Regulation (EU) 2017/745 on medical devices - fulfils the DIN 18040, ÖNORM B1600/1601 and SIA 500 requirements Article no.: HEWI 900.50.20540 | https://catalog.hewi.com/en/p/9005020540 | https://catalog.hewi.com/storage/downloads/HEWI_900_50_20540_en.pdf
900.50.20560 | HEWI Hinged support rail Duo | Hinged support rail Duo, design (B), System 900 - two parallel, round gripping levels arranged on top of each other - with flushing mechanism (model E) - right-hand version - can be folded upwards and folded downwards with braked movement - blue button (wave symbol) for triggering the toilet flushing mechanism - cable with bare wire ends for wall connection - including white cover for flush-mounted box - control voltage max. 30 V = SELV, PELV, switching current up to max. 2 A - suitable for all standard concealed cisterns with electrical control - projection 850 mm, 256 mm high and 75 mm wide, top rail diameter 33.7 mm, bottom rail diameter 25 mm - weight capacity up to 100 kg - made of stainless steel, powder-coated in HEWI colours DX (matt white), DC (matt black) and SC (matt dark grey pearl mica) - wall plate made of polyamide with integrated steel core and cover made of stainless steel, powder-coated in HEWI colours DX (matt white), DC (matt black) and SC (matt dark grey pearl mica) - for mounting with non-corrosive and tested HEWI fixing materials for different wall systems (to be ordered separately) - sealing tape for sealing the fixing points is included in the scope of supply - floor supports 900.50.02060 and 900.50.02160 for retrofitting - produced in accordance with CE- and UKCA-Regulation (EU) 2017/745 on medical devices - fulfils the DIN 18040, ÖNORM B1600/1601 and SIA 500 requirements Article no.: HEWI 900.50.20560 | https://catalog.hewi.com/en/p/9005020560 | https://catalog.hewi.com/storage/downloads/HEWI_900_50_20560_en.pdf
900.50.205XA | HEWI Hinged support rail Duo | Hinged support rail Duo, design (B), System 900 - two parallel, round gripping levels arranged on top of each other - with flushing mechanism (model E) - right-hand version - can be folded upwards and folded downwards with braked movement - blue button (wave symbol) for triggering the toilet flushing mechanism - cable with bare wire ends for wall connection - including white cover for flush-mounted box - control voltage max. 30 V = SELV, PELV, switching current up to max. 2 A - suitable for all standard concealed cisterns with electrical control - projection 850 mm, 256 mm high and 75 mm wide, top rail diameter 33.7 mm, bottom rail diameter 25 mm - weight capacity up to 100 kg - made of stainless steel, satin - wall plate made of polyamide with integrated steel core and satin stainless steel cover - for mounting with non-corrosive and tested HEWI fixing materials for different wall systems (to be ordered separately) - sealing tape for sealing the fixing points is included in the scope of supply - floor supports 900.50.020XA and 900.50.021XA for retrofitting - produced in accordance with CE- and UKCA-Regulation (EU) 2017/745 on medical devices - fulfils the DIN 18040, ÖNORM B1600/1601 and SIA 500 requirements Article no.: HEWI 900.50.205XA | https://catalog.hewi.com/en/p/90050205XA | https://catalog.hewi.com/storage/downloads/HEWI_900_50_205XA_en.pdf
900.50.20640 | HEWI Hinged support rail Duo | Hinged support rail Duo, design (B), System 900 - two parallel, round gripping levels arranged on top of each other - with flushing mechanism (model E) - right-hand version - can be folded upwards and folded downwards with braked movement - blue button (wave symbol) for triggering the toilet flushing mechanism - cable with bare wire ends for wall connection - including white cover for flush-mounted box - control voltage max. 30 V = SELV, PELV, switching current up to max. 2 A - suitable for all standard concealed cisterns with electrical control - projection 900 mm, 256 mm high and 75 mm wide, top rail diameter 33.7 mm, bottom rail diameter 25 mm - weight capacity up to 100 kg - made of stainless steel, chrome - wall plate made of polyamide with integrated steel core and cover made of chrome stainless steel - for mounting with non-corrosive and tested HEWI fixing materials for different wall systems (to be ordered separately) - sealing tape for sealing the fixing points is included in the scope of supply - floor supports 900.50.02040 and 900.50.02140 for retrofitting - produced in accordance with CE- and UKCA-Regulation (EU) 2017/745 on medical devices - fulfils the ÖNORM B1600/1601 requirements Article no.: HEWI 900.50.20640 | https://catalog.hewi.com/en/p/9005020640 | https://catalog.hewi.com/storage/downloads/HEWI_900_50_20640_en.pdf
900.50.20660 | HEWI Hinged support rail Duo | Hinged support rail Duo, design (B), System 900 - two parallel, round gripping levels arranged on top of each other - with flushing mechanism (model E) - right-hand version - can be folded upwards and folded downwards with braked movement - blue button (wave symbol) for triggering the toilet flushing mechanism - cable with bare wire ends for wall connection - including white cover for flush-mounted box - control voltage max. 30 V = SELV, PELV, switching current up to max. 2 A - suitable for all standard concealed cisterns with electrical control - projection 900 mm, 256 mm high and 75 mm wide, top rail diameter 33.7 mm, bottom rail diameter 25 mm - weight capacity up to 100 kg - made of stainless steel, powder-coated in HEWI colours DX (matt white), DC (matt black) and SC (matt dark grey pearl mica) - wall plate made of polyamide with integrated steel core and cover made of stainless steel, powder-coated in HEWI colours DX (matt white), DC (matt black) and SC (matt dark grey pearl mica) - for mounting with non-corrosive and tested HEWI fixing materials for different wall systems (to be ordered separately) - sealing tape for sealing the fixing points is included in the scope of supply - floor supports 900.50.02060 and 900.50.02160 for retrofitting - produced in accordance with CE- and UKCA-Regulation (EU) 2017/745 on medical devices - fulfils the ÖNORM B1600/1601 requirements Article no.: HEWI 900.50.20660 | https://catalog.hewi.com/en/p/9005020660 | https://catalog.hewi.com/storage/downloads/HEWI_900_50_20660_en.pdf
900.50.206XA | HEWI Hinged support rail Duo | Hinged support rail Duo, design (B), System 900 - two parallel, round gripping levels arranged on top of each other - with flushing mechanism (model E) - right-hand version - can be folded upwards and folded downwards with braked movement - blue button (wave symbol) for triggering the toilet flushing mechanism - cable with bare wire ends for wall connection - including white cover for flush-mounted box - control voltage max. 30 V = SELV, PELV, switching current up to max. 2 A - suitable for all standard concealed cisterns with electrical control - projection 900 mm, 256 mm high and 75 mm wide, top rail diameter 33.7 mm, bottom rail diameter 25 mm - weight capacity up to 100 kg - made of stainless steel, satin - wall plate made of polyamide with integrated steel core and satin stainless steel cover - for mounting with non-corrosive and tested HEWI fixing materials for different wall systems (to be ordered separately) - sealing tape for sealing the fixing points is included in the scope of supply - floor supports 900.50.020XA and 900.50.021XA for retrofitting - produced in accordance with CE- and UKCA-Regulation (EU) 2017/745 on medical devices - fulfils the ÖNORM B1600/1601 requirements Article no.: HEWI 900.50.206XA | https://catalog.hewi.com/en/p/90050206XA | https://catalog.hewi.com/storage/downloads/HEWI_900_50_206XA_en.pdf
900.50.20740 | HEWI Hinged support rail Duo | Hinged support rail Duo, design (B), System 900 - two parallel, round gripping levels arranged on top of each other - with flushing mechanism/function buttons (model E) - left-hand version - can be folded upwards and folded downwards with braked movement - blue button (wave symbol) for triggering the toilet flushing mechanism, red button (bell symbol) for triggering a freely definable function. (The function button does not fulfil the requirements for an emergency call according to DIN VDE 0834-1) - cable with bare wire ends for wall connection - including white cover for flush-mounted box - control voltage max. 30 V = SELV, PELV, switching current up to max. 2 A - suitable for all standard concealed cisterns with electrical control - projection 700 mm, 256 mm high and 75 mm wide, top rail diameter 33.7 mm, bottom rail diameter 25 mm - weight capacity up to 100 kg - made of stainless steel, chrome - wall plate made of polyamide with integrated steel core and cover made of chrome stainless steel - for mounting with non-corrosive and tested HEWI fixing materials for different wall systems (to be ordered separately) - sealing tape for sealing the fixing points is included in the scope of supply - floor supports 900.50.02040 and 900.50.02140 for retrofitting - produced in accordance with CE- and UKCA-Regulation (EU) 2017/745 on medical devices - fulfils the ÖNORM B1600/1601 and SIA 500 requirements Article no.: HEWI 900.50.20740 | https://catalog.hewi.com/en/p/9005020740 | https://catalog.hewi.com/storage/downloads/HEWI_900_50_20740_en.pdf
900.50.20760 | HEWI Hinged support rail Duo | Hinged support rail Duo, design (B), System 900 - two parallel, round gripping levels arranged on top of each other - with flushing mechanism/function buttons (model E) - left-hand version - can be folded upwards and folded downwards with braked movement - blue button (wave symbol) for triggering the toilet flushing mechanism, red button (bell symbol) for triggering a freely definable function. (The function button does not fulfil the requirements for an emergency call according to DIN VDE 0834-1) - cable with bare wire ends for wall connection - including white cover for flush-mounted box - control voltage max. 30 V = SELV, PELV, switching current up to max. 2 A - suitable for all standard concealed cisterns with electrical control - projection 700 mm, 256 mm high and 75 mm wide, top rail diameter 33.7 mm, bottom rail diameter 25 mm - weight capacity up to 100 kg - made of stainless steel, powder-coated in HEWI colours DX (matt white), DC (matt black) and SC (matt dark grey pearl mica) - wall plate made of polyamide with integrated steel core and cover made of stainless steel, powder-coated in HEWI colours DX (matt white), DC (matt black) and SC (matt dark grey pearl mica) - for mounting with non-corrosive and tested HEWI fixing materials for different wall systems (to be ordered separately) - sealing tape for sealing the fixing points is included in the scope of supply - floor supports 900.50.02060 and 900.50.02160 for retrofitting - produced in accordance with CE- and UKCA-Regulation (EU) 2017/745 on medical devices - fulfils the ÖNORM B1600/1601 and SIA 500 requirements Article no.: HEWI 900.50.20760 | https://catalog.hewi.com/en/p/9005020760 | https://catalog.hewi.com/storage/downloads/HEWI_900_50_20760_en.pdf
900.50.207XA | HEWI Hinged support rail Duo | Hinged support rail Duo, design (B), System 900 - two parallel, round gripping levels arranged on top of each other - with flushing mechanism/function buttons (model E) - left-hand version - can be folded upwards and folded downwards with braked movement - blue button (wave symbol) for triggering the toilet flushing mechanism, red button (bell symbol) for triggering a freely definable function. (The function button does not fulfil the requirements for an emergency call according to DIN VDE 0834-1) - cable with bare wire ends for wall connection - including white cover for flush-mounted box - control voltage max. 30 V = SELV, PELV, switching current up to max. 2 A - suitable for all standard concealed cisterns with electrical control - projection 700 mm, 256 mm high and 75 mm wide, top rail diameter 33.7 mm, bottom rail diameter 25 mm - weight capacity up to 100 kg - made of stainless steel, satin - wall plate made of polyamide with integrated steel core and satin stainless steel cover - for mounting with non-corrosive and tested HEWI fixing materials for different wall systems (to be ordered separately) - sealing tape for sealing the fixing points is included in the scope of supply - floor supports 900.50.020XA and 900.50.021XA for retrofitting - produced in accordance with CE- and UKCA-Regulation (EU) 2017/745 on medical devices - fulfils the ÖNORM B1600/1601 and SIA 500 requirements Article no.: HEWI 900.50.207XA | https://catalog.hewi.com/en/p/90050207XA | https://catalog.hewi.com/storage/downloads/HEWI_900_50_207XA_en.pdf
900.50.20840 | HEWI Hinged support rail Duo | Hinged support rail Duo, design (B), System 900 - two parallel, round gripping levels arranged on top of each other - with flushing mechanism/function buttons (model E) - left-hand version - can be folded upwards and folded downwards with braked movement - blue button (wave symbol) for triggering the toilet flushing mechanism, red button (bell symbol) for triggering a freely definable function. (The function button does not fulfil the requirements for an emergency call according to DIN VDE 0834-1) - cable with bare wire ends for wall connection - including white cover for flush-mounted box - control voltage max. 30 V = SELV, PELV, switching current up to max. 2 A - suitable for all standard concealed cisterns with electrical control - projection 750 mm, 256 mm high and 75 mm wide, top rail diameter 33.7 mm, bottom rail diameter 25 mm - weight capacity up to 100 kg - made of stainless steel, chrome - wall plate made of polyamide with integrated steel core and cover made of chrome stainless steel - for mounting with non-corrosive and tested HEWI fixing materials for different wall systems (to be ordered separately) - sealing tape for sealing the fixing points is included in the scope of supply - floor supports 900.50.02040 and 900.50.02140 for retrofitting - produced in accordance with CE- and UKCA-Regulation (EU) 2017/745 on medical devices - fulfils the requirements applicable in Belgium (CWATUPE, WVG Vlaanderen) regarding the projection of the hinged support rail at the toilet Article no.: HEWI 900.50.20840 | https://catalog.hewi.com/en/p/9005020840 | https://catalog.hewi.com/storage/downloads/HEWI_900_50_20840_en.pdf
900.50.20860 | HEWI Hinged support rail Duo | Hinged support rail Duo, design (B), System 900 - two parallel, round gripping levels arranged on top of each other - with flushing mechanism/function buttons (model E) - left-hand version - can be folded upwards and folded downwards with braked movement - blue button (wave symbol) for triggering the toilet flushing mechanism, red button (bell symbol) for triggering a freely definable function. (The function button does not fulfil the requirements for an emergency call according to DIN VDE 0834-1) - cable with bare wire ends for wall connection - including white cover for flush-mounted box - control voltage max. 30 V = SELV, PELV, switching current up to max. 2 A - suitable for all standard concealed cisterns with electrical control - projection 750 mm, 256 mm high and 75 mm wide, top rail diameter 33.7 mm, bottom rail diameter 25 mm - weight capacity up to 100 kg - made of stainless steel, powder-coated in HEWI colours DX (matt white), DC (matt black) and SC (matt dark grey pearl mica) - wall plate made of polyamide with integrated steel core and cover made of stainless steel, powder-coated in HEWI colours DX (matt white), DC (matt black) and SC (matt dark grey pearl mica) - for mounting with non-corrosive and tested HEWI fixing materials for different wall systems (to be ordered separately) - sealing tape for sealing the fixing points is included in the scope of supply - floor supports 900.50.02060 and 900.50.02160 for retrofitting - produced in accordance with CE- and UKCA-Regulation (EU) 2017/745 on medical devices - fulfils the requirements applicable in Belgium (CWATUPE, WVG Vlaanderen) regarding the projection of the hinged support rail at the toilet Article no.: HEWI 900.50.20860 | https://catalog.hewi.com/en/p/9005020860 | https://catalog.hewi.com/storage/downloads/HEWI_900_50_20860_en.pdf
900.50.208XA | HEWI Hinged support rail Duo | Hinged support rail Duo, design (B), System 900 - two parallel, round gripping levels arranged on top of each other - with flushing mechanism/function buttons (model E) - left-hand version - can be folded upwards and folded downwards with braked movement - blue button (wave symbol) for triggering the toilet flushing mechanism, red button (bell symbol) for triggering a freely definable function. (The function button does not fulfil the requirements for an emergency call according to DIN VDE 0834-1) - cable with bare wire ends for wall connection - including white cover for flush-mounted box - control voltage max. 30 V = SELV, PELV, switching current up to max. 2 A - suitable for all standard concealed cisterns with electrical control - projection 750 mm, 256 mm high and 75 mm wide, top rail diameter 33.7 mm, bottom rail diameter 25 mm - weight capacity up to 100 kg - made of stainless steel, satin - wall plate made of polyamide with integrated steel core and satin stainless steel cover - for mounting with non-corrosive and tested HEWI fixing materials for different wall systems (to be ordered separately) - sealing tape for sealing the fixing points is included in the scope of supply - floor supports 900.50.020XA and 900.50.021XA for retrofitting - produced in accordance with CE- and UKCA-Regulation (EU) 2017/745 on medical devices - fulfils the requirements applicable in Belgium (CWATUPE, WVG Vlaanderen) regarding the projection of the hinged support rail at the toilet Article no.: HEWI 900.50.208XA | https://catalog.hewi.com/en/p/90050208XA | https://catalog.hewi.com/storage/downloads/HEWI_900_50_208XA_en.pdf
900.50.20940 | HEWI Hinged support rail Duo | Hinged support rail Duo, design (B), System 900 - two parallel, round gripping levels arranged on top of each other - with flushing mechanism/function buttons (model E) - left-hand version - can be folded upwards and folded downwards with braked movement - blue button (wave symbol) for triggering the toilet flushing mechanism, red button (bell symbol) for triggering a freely definable function. (The function button does not fulfil the requirements for an emergency call according to DIN VDE 0834-1) - cable with bare wire ends for wall connection - including white cover for flush-mounted box - control voltage max. 30 V = SELV, PELV, switching current up to max. 2 A - suitable for all standard concealed cisterns with electrical control - projection 850 mm, 256 mm high and 75 mm wide, top rail diameter 33.7 mm, bottom rail diameter 25 mm - weight capacity up to 100 kg - made of stainless steel, chrome - wall plate made of polyamide with integrated steel core and cover made of chrome stainless steel - for mounting with non-corrosive and tested HEWI fixing materials for different wall systems (to be ordered separately) - sealing tape for sealing the fixing points is included in the scope of supply - floor supports 900.50.02040 and 900.50.02140 for retrofitting - produced in accordance with CE- and UKCA-Regulation (EU) 2017/745 on medical devices - fulfils the DIN 18040, ÖNORM B1600/1601 and SIA 500 requirements Article no.: HEWI 900.50.20940 | https://catalog.hewi.com/en/p/9005020940 | https://catalog.hewi.com/storage/downloads/HEWI_900_50_20940_en.pdf
900.50.20960 | HEWI Hinged support rail Duo | Hinged support rail Duo, design (B), System 900 - two parallel, round gripping levels arranged on top of each other - with flushing mechanism/function buttons (model E) - left-hand version - can be folded upwards and folded downwards with braked movement - blue button (wave symbol) for triggering the toilet flushing mechanism, red button (bell symbol) for triggering a freely definable function. (The function button does not fulfil the requirements for an emergency call according to DIN VDE 0834-1) - cable with bare wire ends for wall connection - including white cover for flush-mounted box - control voltage max. 30 V = SELV, PELV, switching current up to max. 2 A - suitable for all standard concealed cisterns with electrical control - projection 850 mm, 256 mm high and 75 mm wide, top rail diameter 33.7 mm, bottom rail diameter 25 mm - weight capacity up to 100 kg - made of stainless steel, powder-coated in HEWI colours DX (matt white), DC (matt black) and SC (matt dark grey pearl mica) - wall plate made of polyamide with integrated steel core and cover made of stainless steel, powder-coated in HEWI colours DX (matt white), DC (matt black) and SC (matt dark grey pearl mica) - for mounting with non-corrosive and tested HEWI fixing materials for different wall systems (to be ordered separately) - sealing tape for sealing the fixing points is included in the scope of supply - floor supports 900.50.02060 and 900.50.02160 for retrofitting - produced in accordance with CE- and UKCA-Regulation (EU) 2017/745 on medical devices - fulfils the DIN 18040, ÖNORM B1600/1601 and SIA 500 requirements Article no.: HEWI 900.50.20960 | https://catalog.hewi.com/en/p/9005020960 | https://catalog.hewi.com/storage/downloads/HEWI_900_50_20960_en.pdf
900.50.209XA | HEWI Hinged support rail Duo | Hinged support rail Duo, design (B), System 900 - two parallel, round gripping levels arranged on top of each other - with flushing mechanism/function buttons (model E) - left-hand version - can be folded upwards and folded downwards with braked movement - blue button (wave symbol) for triggering the toilet flushing mechanism, red button (bell symbol) for triggering a freely definable function. (The function button does not fulfil the requirements for an emergency call according to DIN VDE 0834-1) - cable with bare wire ends for wall connection - including white cover for flush-mounted box - control voltage max. 30 V = SELV, PELV, switching current up to max. 2 A - suitable for all standard concealed cisterns with electrical control - projection 850 mm, 256 mm high and 75 mm wide, top rail diameter 33.7 mm, bottom rail diameter 25 mm - weight capacity up to 100 kg - made of stainless steel, satin - wall plate made of polyamide with integrated steel core and satin stainless steel cover - for mounting with non-corrosive and tested HEWI fixing materials for different wall systems (to be ordered separately) - sealing tape for sealing the fixing points is included in the scope of supply - floor supports 900.50.020XA and 900.50.021XA for retrofitting - produced in accordance with CE- and UKCA-Regulation (EU) 2017/745 on medical devices - fulfils the DIN 18040, ÖNORM B1600/1601 and SIA 500 requirements Article no.: HEWI 900.50.209XA | https://catalog.hewi.com/en/p/90050209XA | https://catalog.hewi.com/storage/downloads/HEWI_900_50_209XA_en.pdf
900.50.21040 | HEWI Hinged support rail Duo | Hinged support rail Duo, design (B), System 900 - two parallel, round gripping levels arranged on top of each other - with flushing mechanism/function buttons (model E) - left-hand version - can be folded upwards and folded downwards with braked movement - blue button (wave symbol) for triggering the toilet flushing mechanism, red button (bell symbol) for triggering a freely definable function. (The function button does not fulfil the requirements for an emergency call according to DIN VDE 0834-1) - cable with bare wire ends for wall connection - including white cover for flush-mounted box - control voltage max. 30 V = SELV, PELV, switching current up to max. 2 A - suitable for all standard concealed cisterns with electrical control - projection 900 mm, 256 mm high and 75 mm wide, top rail diameter 33.7 mm, bottom rail diameter 25 mm - weight capacity up to 100 kg - made of stainless steel, chrome - wall plate made of polyamide with integrated steel core and cover made of chrome stainless steel - for mounting with non-corrosive and tested HEWI fixing materials for different wall systems (to be ordered separately) - sealing tape for sealing the fixing points is included in the scope of supply - floor supports 900.50.02040 and 900.50.02140 for retrofitting - produced in accordance with CE- and UKCA-Regulation (EU) 2017/745 on medical devices - fulfils the ÖNORM B1600/1601 requirements Article no.: HEWI 900.50.21040 | https://catalog.hewi.com/en/p/9005021040 | https://catalog.hewi.com/storage/downloads/HEWI_900_50_21040_en.pdf
900.50.21060 | HEWI Hinged support rail Duo | Hinged support rail Duo, design (B), System 900 - two parallel, round gripping levels arranged on top of each other - with flushing mechanism/function buttons (model E) - left-hand version - can be folded upwards and folded downwards with braked movement - blue button (wave symbol) for triggering the toilet flushing mechanism, red button (bell symbol) for triggering a freely definable function. (The function button does not fulfil the requirements for an emergency call according to DIN VDE 0834-1) - cable with bare wire ends for wall connection - including white cover for flush-mounted box - control voltage max. 30 V = SELV, PELV, switching current up to max. 2 A - suitable for all standard concealed cisterns with electrical control - projection 900 mm, 256 mm high and 75 mm wide, top rail diameter 33.7 mm, bottom rail diameter 25 mm - weight capacity up to 100 kg - made of stainless steel, powder-coated in HEWI colours DX (matt white), DC (matt black) and SC (matt dark grey pearl mica) - wall plate made of polyamide with integrated steel core and cover made of stainless steel, powder-coated in HEWI colours DX (matt white), DC (matt black) and SC (matt dark grey pearl mica) - for mounting with non-corrosive and tested HEWI fixing materials for different wall systems (to be ordered separately) - sealing tape for sealing the fixing points is included in the scope of supply - floor supports 900.50.02060 and 900.50.02160 for retrofitting - produced in accordance with CE- and UKCA-Regulation (EU) 2017/745 on medical devices - fulfils the ÖNORM B1600/1601 requirements Article no.: HEWI 900.50.21060 | https://catalog.hewi.com/en/p/9005021060 | https://catalog.hewi.com/storage/downloads/HEWI_900_50_21060_en.pdf
900.50.210XA | HEWI Hinged support rail Duo | Hinged support rail Duo, design (B), System 900 - two parallel, round gripping levels arranged on top of each other - with flushing mechanism/function buttons (model E) - left-hand version - can be folded upwards and folded downwards with braked movement - blue button (wave symbol) for triggering the toilet flushing mechanism, red button (bell symbol) for triggering a freely definable function. (The function button does not fulfil the requirements for an emergency call according to DIN VDE 0834-1) - cable with bare wire ends for wall connection - including white cover for flush-mounted box - control voltage max. 30 V = SELV, PELV, switching current up to max. 2 A - suitable for all standard concealed cisterns with electrical control - projection 900 mm, 256 mm high and 75 mm wide, top rail diameter 33.7 mm, bottom rail diameter 25 mm - weight capacity up to 100 kg - made of stainless steel, satin - wall plate made of polyamide with integrated steel core and satin stainless steel cover - for mounting with non-corrosive and tested HEWI fixing materials for different wall systems (to be ordered separately) - sealing tape for sealing the fixing points is included in the scope of supply - floor supports 900.50.020XA and 900.50.021XA for retrofitting - produced in accordance with CE- and UKCA-Regulation (EU) 2017/745 on medical devices - fulfils the ÖNORM B1600/1601 requirements Article no.: HEWI 900.50.210XA | https://catalog.hewi.com/en/p/90050210XA | https://catalog.hewi.com/storage/downloads/HEWI_900_50_210XA_en.pdf
900.50.21140 | HEWI Hinged support rail Duo | Hinged support rail Duo, design (B), System 900 - two parallel, round gripping levels arranged on top of each other - with flushing mechanism/function buttons (model E) - right-hand version - can be folded upwards and folded downwards with braked movement - blue button (wave symbol) for triggering the toilet flushing mechanism, red button (bell symbol) for triggering a freely definable function. (The function button does not fulfil the requirements for an emergency call according to DIN VDE 0834-1) - cable with bare wire ends for wall connection - including white cover for flush-mounted box - control voltage max. 30 V = SELV, PELV, switching current up to max. 2 A - suitable for all standard concealed cisterns with electrical control - projection 700 mm, 256 mm high and 75 mm wide, top rail diameter 33.7 mm, bottom rail diameter 25 mm - weight capacity up to 100 kg - made of stainless steel, chrome - wall plate made of polyamide with integrated steel core and cover made of chrome stainless steel - for mounting with non-corrosive and tested HEWI fixing materials for different wall systems (to be ordered separately) - sealing tape for sealing the fixing points is included in the scope of supply - floor supports 900.50.02040 and 900.50.02140 for retrofitting - produced in accordance with CE- and UKCA-Regulation (EU) 2017/745 on medical devices - fulfils the ÖNORM B1600/1601 and SIA 500 requirements Article no.: HEWI 900.50.21140 | https://catalog.hewi.com/en/p/9005021140 | https://catalog.hewi.com/storage/downloads/HEWI_900_50_21140_en.pdf
900.50.21160 | HEWI Hinged support rail Duo | Hinged support rail Duo, design (B), System 900 - two parallel, round gripping levels arranged on top of each other - with flushing mechanism/function buttons (model E) - right-hand version - can be folded upwards and folded downwards with braked movement - blue button (wave symbol) for triggering the toilet flushing mechanism, red button (bell symbol) for triggering a freely definable function. (The function button does not fulfil the requirements for an emergency call according to DIN VDE 0834-1) - cable with bare wire ends for wall connection - including white cover for flush-mounted box - control voltage max. 30 V = SELV, PELV, switching current up to max. 2 A - suitable for all standard concealed cisterns with electrical control - projection 700 mm, 256 mm high and 75 mm wide, top rail diameter 33.7 mm, bottom rail diameter 25 mm - weight capacity up to 100 kg - made of stainless steel, powder-coated in HEWI colours DX (matt white), DC (matt black) and SC (matt dark grey pearl mica) - wall plate made of polyamide with integrated steel core and cover made of stainless steel, powder-coated in HEWI colours DX (matt white), DC (matt black) and SC (matt dark grey pearl mica) - for mounting with non-corrosive and tested HEWI fixing materials for different wall systems (to be ordered separately) - sealing tape for sealing the fixing points is included in the scope of supply - floor supports 900.50.02060 and 900.50.02160 for retrofitting - produced in accordance with CE- and UKCA-Regulation (EU) 2017/745 on medical devices - fulfils the ÖNORM B1600/1601 and SIA 500 requirements Article no.: HEWI 900.50.21160 | https://catalog.hewi.com/en/p/9005021160 | https://catalog.hewi.com/storage/downloads/HEWI_900_50_21160_en.pdf
900.50.211XA | HEWI Hinged support rail Duo | Hinged support rail Duo, design (B), System 900 - two parallel, round gripping levels arranged on top of each other - with flushing mechanism/function buttons (model E) - right-hand version - can be folded upwards and folded downwards with braked movement - blue button (wave symbol) for triggering the toilet flushing mechanism, red button (bell symbol) for triggering a freely definable function. (The function button does not fulfil the requirements for an emergency call according to DIN VDE 0834-1) - cable with bare wire ends for wall connection - including white cover for flush-mounted box - control voltage max. 30 V = SELV, PELV, switching current up to max. 2 A - suitable for all standard concealed cisterns with electrical control - projection 700 mm, 256 mm high and 75 mm wide, top rail diameter 33.7 mm, bottom rail diameter 25 mm - weight capacity up to 100 kg - made of stainless steel, satin - wall plate made of polyamide with integrated steel core and satin stainless steel cover - for mounting with non-corrosive and tested HEWI fixing materials for different wall systems (to be ordered separately) - sealing tape for sealing the fixing points is included in the scope of supply - floor supports 900.50.020XA and 900.50.021XA for retrofitting - produced in accordance with CE- and UKCA-Regulation (EU) 2017/745 on medical devices - fulfils the ÖNORM B1600/1601 and SIA 500 requirements Article no.: HEWI 900.50.211XA | https://catalog.hewi.com/en/p/90050211XA | https://catalog.hewi.com/storage/downloads/HEWI_900_50_211XA_en.pdf
900.50.21240 | HEWI Hinged support rail Duo | Hinged support rail Duo, design (B), System 900 - two parallel, round gripping levels arranged on top of each other - with flushing mechanism/function buttons (model E) - right-hand version - can be folded upwards and folded downwards with braked movement - blue button (wave symbol) for triggering the toilet flushing mechanism, red button (bell symbol) for triggering a freely definable function. (The function button does not fulfil the requirements for an emergency call according to DIN VDE 0834-1) - cable with bare wire ends for wall connection - including white cover for flush-mounted box - control voltage max. 30 V = SELV, PELV, switching current up to max. 2 A - suitable for all standard concealed cisterns with electrical control - projection 750 mm, 256 mm high and 75 mm wide, top rail diameter 33.7 mm, bottom rail diameter 25 mm - weight capacity up to 100 kg - made of stainless steel, chrome - wall plate made of polyamide with integrated steel core and cover made of chrome stainless steel - for mounting with non-corrosive and tested HEWI fixing materials for different wall systems (to be ordered separately) - sealing tape for sealing the fixing points is included in the scope of supply - floor supports 900.50.02040 and 900.50.02140 for retrofitting - produced in accordance with CE- and UKCA-Regulation (EU) 2017/745 on medical devices - fulfils the requirements applicable in Belgium (CWATUPE, WVG Vlaanderen) regarding the projection of the hinged support rail at the toilet Article no.: HEWI 900.50.21240 | https://catalog.hewi.com/en/p/9005021240 | https://catalog.hewi.com/storage/downloads/HEWI_900_50_21240_en.pdf
900.50.21260 | HEWI Hinged support rail Duo | Hinged support rail Duo, design (B), System 900 - two parallel, round gripping levels arranged on top of each other - with flushing mechanism/function buttons (model E) - right-hand version - can be folded upwards and folded downwards with braked movement - blue button (wave symbol) for triggering the toilet flushing mechanism, red button (bell symbol) for triggering a freely definable function. (The function button does not fulfil the requirements for an emergency call according to DIN VDE 0834-1) - cable with bare wire ends for wall connection - including white cover for flush-mounted box - control voltage max. 30 V = SELV, PELV, switching current up to max. 2 A - suitable for all standard concealed cisterns with electrical control - projection 750 mm, 256 mm high and 75 mm wide, top rail diameter 33.7 mm, bottom rail diameter 25 mm - weight capacity up to 100 kg - made of stainless steel, powder-coated in HEWI colours DX (matt white), DC (matt black) and SC (matt dark grey pearl mica) - wall plate made of polyamide with integrated steel core and cover made of stainless steel, powder-coated in HEWI colours DX (matt white), DC (matt black) and SC (matt dark grey pearl mica) - for mounting with non-corrosive and tested HEWI fixing materials for different wall systems (to be ordered separately) - sealing tape for sealing the fixing points is included in the scope of supply - floor supports 900.50.02060 and 900.50.02160 for retrofitting - produced in accordance with CE- and UKCA-Regulation (EU) 2017/745 on medical devices - fulfils the requirements applicable in Belgium (CWATUPE, WVG Vlaanderen) regarding the projection of the hinged support rail at the toilet Article no.: HEWI 900.50.21260 | https://catalog.hewi.com/en/p/9005021260 | https://catalog.hewi.com/storage/downloads/HEWI_900_50_21260_en.pdf
900.50.212XA | HEWI Hinged support rail Duo | Hinged support rail Duo, design (B), System 900 - two parallel, round gripping levels arranged on top of each other - with flushing mechanism/function buttons (model E) - right-hand version - can be folded upwards and folded downwards with braked movement - blue button (wave symbol) for triggering the toilet flushing mechanism, red button (bell symbol) for triggering a freely definable function. (The function button does not fulfil the requirements for an emergency call according to DIN VDE 0834-1) - cable with bare wire ends for wall connection - including white cover for flush-mounted box - control voltage max. 30 V = SELV, PELV, switching current up to max. 2 A - suitable for all standard concealed cisterns with electrical control - projection 750 mm, 256 mm high and 75 mm wide, top rail diameter 33.7 mm, bottom rail diameter 25 mm - weight capacity up to 100 kg - made of stainless steel, satin - wall plate made of polyamide with integrated steel core and satin stainless steel cover - for mounting with non-corrosive and tested HEWI fixing materials for different wall systems (to be ordered separately) - sealing tape for sealing the fixing points is included in the scope of supply - floor supports 900.50.020XA and 900.50.021XA for retrofitting - produced in accordance with CE- and UKCA-Regulation (EU) 2017/745 on medical devices - fulfils the requirements applicable in Belgium (CWATUPE, WVG Vlaanderen) regarding the projection of the hinged support rail at the toilet Article no.: HEWI 900.50.212XA | https://catalog.hewi.com/en/p/90050212XA | https://catalog.hewi.com/storage/downloads/HEWI_900_50_212XA_en.pdf
900.50.21340 | HEWI Hinged support rail Duo | Hinged support rail Duo, design (B), System 900 - two parallel, round gripping levels arranged on top of each other - with flushing mechanism/function buttons (model E) - right-hand version - can be folded upwards and folded downwards with braked movement - blue button (wave symbol) for triggering the toilet flushing mechanism, red button (bell symbol) for triggering a freely definable function. (The function button does not fulfil the requirements for an emergency call according to DIN VDE 0834-1) - cable with bare wire ends for wall connection - including white cover for flush-mounted box - control voltage max. 30 V = SELV, PELV, switching current up to max. 2 A - suitable for all standard concealed cisterns with electrical control - projection 850 mm, 256 mm high and 75 mm wide, top rail diameter 33.7 mm, bottom rail diameter 25 mm - weight capacity up to 100 kg - made of stainless steel, chrome - wall plate made of polyamide with integrated steel core and cover made of chrome stainless steel - for mounting with non-corrosive and tested HEWI fixing materials for different wall systems (to be ordered separately) - sealing tape for sealing the fixing points is included in the scope of supply - floor supports 900.50.02040 and 900.50.02140 for retrofitting - produced in accordance with CE- and UKCA-Regulation (EU) 2017/745 on medical devices - fulfils the DIN 18040, ÖNORM B1600/1601 and SIA 500 requirements Article no.: HEWI 900.50.21340 | https://catalog.hewi.com/en/p/9005021340 | https://catalog.hewi.com/storage/downloads/HEWI_900_50_21340_en.pdf
900.50.21360 | HEWI Hinged support rail Duo | Hinged support rail Duo, design (B), System 900 - two parallel, round gripping levels arranged on top of each other - with flushing mechanism/function buttons (model E) - right-hand version - can be folded upwards and folded downwards with braked movement - blue button (wave symbol) for triggering the toilet flushing mechanism, red button (bell symbol) for triggering a freely definable function. (The function button does not fulfil the requirements for an emergency call according to DIN VDE 0834-1) - cable with bare wire ends for wall connection - including white cover for flush-mounted box - control voltage max. 30 V = SELV, PELV, switching current up to max. 2 A - suitable for all standard concealed cisterns with electrical control - projection 850 mm, 256 mm high and 75 mm wide, top rail diameter 33.7 mm, bottom rail diameter 25 mm - weight capacity up to 100 kg - made of stainless steel, powder-coated in HEWI colours DX (matt white), DC (matt black) and SC (matt dark grey pearl mica) - wall plate made of polyamide with integrated steel core and cover made of stainless steel, powder-coated in HEWI colours DX (matt white), DC (matt black) and SC (matt dark grey pearl mica) - for mounting with non-corrosive and tested HEWI fixing materials for different wall systems (to be ordered separately) - sealing tape for sealing the fixing points is included in the scope of supply - floor supports 900.50.02060 and 900.50.02160 for retrofitting - produced in accordance with CE- and UKCA-Regulation (EU) 2017/745 on medical devices - fulfils the DIN 18040, ÖNORM B1600/1601 and SIA 500 requirements Article no.: HEWI 900.50.21360 | https://catalog.hewi.com/en/p/9005021360 | https://catalog.hewi.com/storage/downloads/HEWI_900_50_21360_en.pdf
900.50.213XA | HEWI Hinged support rail Duo | Hinged support rail Duo, design (B), System 900 - two parallel, round gripping levels arranged on top of each other - with flushing mechanism/function buttons (model E) - right-hand version - can be folded upwards and folded downwards with braked movement - blue button (wave symbol) for triggering the toilet flushing mechanism, red button (bell symbol) for triggering a freely definable function. (The function button does not fulfil the requirements for an emergency call according to DIN VDE 0834-1) - cable with bare wire ends for wall connection - including white cover for flush-mounted box - control voltage max. 30 V = SELV, PELV, switching current up to max. 2 A - suitable for all standard concealed cisterns with electrical control - projection 850 mm, 256 mm high and 75 mm wide, top rail diameter 33.7 mm, bottom rail diameter 25 mm - weight capacity up to 100 kg - made of stainless steel, satin - wall plate made of polyamide with integrated steel core and satin stainless steel cover - for mounting with non-corrosive and tested HEWI fixing materials for different wall systems (to be ordered separately) - sealing tape for sealing the fixing points is included in the scope of supply - floor supports 900.50.020XA and 900.50.021XA for retrofitting - produced in accordance with CE- and UKCA-Regulation (EU) 2017/745 on medical devices - fulfils the DIN 18040, ÖNORM B1600/1601 and SIA 500 requirements Article no.: HEWI 900.50.213XA | https://catalog.hewi.com/en/p/90050213XA | https://catalog.hewi.com/storage/downloads/HEWI_900_50_213XA_en.pdf
900.50.21440 | HEWI Hinged support rail Duo | Hinged support rail Duo, design (B), System 900 - two parallel, round gripping levels arranged on top of each other - with flushing mechanism/function buttons (model E) - right-hand version - can be folded upwards and folded downwards with braked movement - blue button (wave symbol) for triggering the toilet flushing mechanism, red button (bell symbol) for triggering a freely definable function. (The function button does not fulfil the requirements for an emergency call according to DIN VDE 0834-1) - cable with bare wire ends for wall connection - including white cover for flush-mounted box - control voltage max. 30 V = SELV, PELV, switching current up to max. 2 A - suitable for all standard concealed cisterns with electrical control - projection 900 mm, 256 mm high and 75 mm wide, top rail diameter 33.7 mm, bottom rail diameter 25 mm - weight capacity up to 100 kg - made of stainless steel, chrome - wall plate made of polyamide with integrated steel core and cover made of chrome stainless steel - for mounting with non-corrosive and tested HEWI fixing materials for different wall systems (to be ordered separately) - sealing tape for sealing the fixing points is included in the scope of supply - floor supports 900.50.02040 and 900.50.02140 for retrofitting - produced in accordance with CE- and UKCA-Regulation (EU) 2017/745 on medical devices - fulfils the ÖNORM B1600/1601 requirements Article no.: HEWI 900.50.21440 | https://catalog.hewi.com/en/p/9005021440 | https://catalog.hewi.com/storage/downloads/HEWI_900_50_21440_en.pdf
900.50.21460 | HEWI Hinged support rail Duo | Hinged support rail Duo, design (B), System 900 - two parallel, round gripping levels arranged on top of each other - with flushing mechanism/function buttons (model E) - right-hand version - can be folded upwards and folded downwards with braked movement - blue button (wave symbol) for triggering the toilet flushing mechanism, red button (bell symbol) for triggering a freely definable function. (The function button does not fulfil the requirements for an emergency call according to DIN VDE 0834-1) - cable with bare wire ends for wall connection - including white cover for flush-mounted box - control voltage max. 30 V = SELV, PELV, switching current up to max. 2 A - suitable for all standard concealed cisterns with electrical control - projection 900 mm, 256 mm high and 75 mm wide, top rail diameter 33.7 mm, bottom rail diameter 25 mm - weight capacity up to 100 kg - made of stainless steel, powder-coated in HEWI colours DX (matt white), DC (matt black) and SC (matt dark grey pearl mica) - wall plate made of polyamide with integrated steel core and cover made of stainless steel, powder-coated in HEWI colours DX (matt white), DC (matt black) and SC (matt dark grey pearl mica) - for mounting with non-corrosive and tested HEWI fixing materials for different wall systems (to be ordered separately) - sealing tape for sealing the fixing points is included in the scope of supply - floor supports 900.50.02060 and 900.50.02160 for retrofitting - produced in accordance with CE- and UKCA-Regulation (EU) 2017/745 on medical devices - fulfils the ÖNORM B1600/1601 requirements Article no.: HEWI 900.50.21460 | https://catalog.hewi.com/en/p/9005021460 | https://catalog.hewi.com/storage/downloads/HEWI_900_50_21460_en.pdf
900.50.214XA | HEWI Hinged support rail Duo | Hinged support rail Duo, design (B), System 900 - two parallel, round gripping levels arranged on top of each other - with flushing mechanism/function buttons (model E) - right-hand version - can be folded upwards and folded downwards with braked movement - blue button (wave symbol) for triggering the toilet flushing mechanism, red button (bell symbol) for triggering a freely definable function. (The function button does not fulfil the requirements for an emergency call according to DIN VDE 0834-1) - cable with bare wire ends for wall connection - including white cover for flush-mounted box - control voltage max. 30 V = SELV, PELV, switching current up to max. 2 A - suitable for all standard concealed cisterns with electrical control - projection 900 mm, 256 mm high and 75 mm wide, top rail diameter 33.7 mm, bottom rail diameter 25 mm - weight capacity up to 100 kg - made of stainless steel, satin - wall plate made of polyamide with integrated steel core and satin stainless steel cover - for mounting with non-corrosive and tested HEWI fixing materials for different wall systems (to be ordered separately) - sealing tape for sealing the fixing points is included in the scope of supply - floor supports 900.50.020XA and 900.50.021XA for retrofitting - produced in accordance with CE- and UKCA-Regulation (EU) 2017/745 on medical devices - fulfils the ÖNORM B1600/1601 requirements Article no.: HEWI 900.50.214XA | https://catalog.hewi.com/en/p/90050214XA | https://catalog.hewi.com/storage/downloads/HEWI_900_50_214XA_en.pdf
900.50.21540 | HEWI Hinged support rail Mono | Hinged support rail Mono, design (B), System 900 - with one horizontal, round gripping level - can be folded upwards and folded downwards with braked movement - 600 mm projection, 256 mm high and 75 mm wide, 33.7 mm rail diameter - weight capacity up to 75 kg - made of stainless steel, chrome - wall plate made of polyamide with integrated steel core and cover made of chrome stainless steel - for mounting with non-corrosive and tested HEWI fixing materials for different wall systems (to be ordered separately) - sealing tape for sealing the fixing points is included in the scope of supply - produced in accordance with CE- and UKCA-Regulation (EU) 2017/745 on medical devices Article no.: HEWI 900.50.21540 | https://catalog.hewi.com/en/p/9005021540 | https://catalog.hewi.com/storage/downloads/HEWI_900_50_21540_en.pdf
900.50.21560 | HEWI Hinged support rail Mono | Hinged support rail Mono, design (B), System 900 - with one horizontal, round gripping level - can be folded upwards and folded downwards with braked movement - 600 mm projection, 256 mm high and 75 mm wide, 33.7 mm rail diameter - weight capacity up to 75 kg - made of stainless steel, powder-coated in HEWI colours DX (matt white), DC (matt black) and SC (matt dark grey pearl mica) - wall plate made of polyamide with integrated steel core and cover made of stainless steel, powder-coated in HEWI colours DX (matt white), DC (matt black) and SC (matt dark grey pearl mica) - for mounting with non-corrosive and tested HEWI fixing materials for different wall systems (to be ordered separately) - sealing tape for sealing the fixing points is included in the scope of supply - produced in accordance with CE- and UKCA-Regulation (EU) 2017/745 on medical devices Article no.: HEWI 900.50.21560 | https://catalog.hewi.com/en/p/9005021560 | https://catalog.hewi.com/storage/downloads/HEWI_900_50_21560_en.pdf
900.50.215XA | HEWI Hinged support rail Mono | Hinged support rail Mono, design (B), System 900 - with one horizontal, round gripping level - can be folded upwards and folded downwards with braked movement - 600 mm projection, 256 mm high and 75 mm wide, 33.7 mm rail diameter - weight capacity up to 75 kg - made of stainless steel, satin - wall plate made of polyamide with integrated steel core and satin stainless steel cover - for mounting with non-corrosive and tested HEWI fixing materials for different wall systems (to be ordered separately) - sealing tape for sealing the fixing points is included in the scope of supply - produced in accordance with CE- and UKCA-Regulation (EU) 2017/745 on medical devices Article no.: HEWI 900.50.215XA | https://catalog.hewi.com/en/p/90050215XA | https://catalog.hewi.com/storage/downloads/HEWI_900_50_215XA_en.pdf
900.50.21660 | HEWI Hinged support rail | Swing-up grab bar, System 900 - with a horizontal, round handle level - for holding, supporting and raising the patient - can be folded upwards and folded downwards with braking - permanently smooth-running, low-maintenance joint, preset in the factory - 600 mm projection, 259 mm high and 78 mm wide, bar diameter 33 mm - load capacity up to 100 kg - wall plate and extension arm made of high-quality synthetic material in HEWI colours 98 (signal white) and 90 (jet black) - top grab bar made of metal, powder-coated in HEWI colours CV (matt black) in combination with black extension arm and wall plate and AS (matt white) in combination with white extension arm and wall plate - for mounting with corrosion-free and tested HEWI fixing material for different wall constructions (to be ordered separately) - sealing tape for sealing the fixing points is included in the scope of delivery - produced in accordance with CE- and UKCA-Regulation (EU) 2017/745 on medical devices - meets the requirements of DIN 18040 Article no.: HEWI 900.50.21660 | https://catalog.hewi.com/en/p/9005021660 | https://catalog.hewi.com/storage/downloads/HEWI_900_50_21660_en.pdf
900.50.21760 | HEWI Hinged support rail | Swing-up grab bar, System 900 - with a horizontal, round handle level - for holding, supporting and raising the patient - can be folded upwards and folded downwards with braking - permanently smooth-running, low-maintenance joint, preset in the factory - 700 mm projection, 259 mm high and 78 mm wide, bar diameter 33 mm - load capacity up to 100 kg - wall plate and extension arm made of high-quality synthetic material in HEWI colours 98 (signal white) and 90 (jet black) - top grab bar made of metal, powder-coated in HEWI colours CV (matt black) in combination with black extension arm and wall plate and AS (matt white) in combination with white extension arm and wall plate - for mounting with corrosion-free and tested HEWI fixing material for different wall constructions (to be ordered separately) - sealing tape for sealing the fixing points is included in the scope of delivery - produced in accordance with CE- and UKCA-Regulation (EU) 2017/745 on medical devices Article no.: HEWI 900.50.21760 | https://catalog.hewi.com/en/p/9005021760 | https://catalog.hewi.com/storage/downloads/HEWI_900_50_21760_en.pdf
900.50.21860 | HEWI Hinged support rail | Swing-up grab bar, System 900 - with a horizontal, round handle level - for holding, supporting and raising the patient - can be folded upwards and folded downwards with braking - permanently smooth-running, low-maintenance joint, preset in the factory - 850 mm projection, 259 mm high and 78 mm wide, bar diameter 33 mm - load capacity up to 100 kg - wall plate and extension arm made of high-quality synthetic material in HEWI colours 98 (signal white) and 90 (jet black) - top grab bar made of metal, powder-coated in HEWI colours CV (matt black) in combination with black extension arm and wall plate and AS (matt white) in combination with white extension arm and wall plate - for mounting with corrosion-free and tested HEWI fixing material for different wall constructions (to be ordered separately) - sealing tape for sealing the fixing points is included in the scope of delivery - produced in accordance with CE- and UKCA-Regulation (EU) 2017/745 on medical devices - meets the requirements of DIN 18040, ÖNORM B1600/1601 and SIA 500 Article no.: HEWI 900.50.21860 | https://catalog.hewi.com/en/p/9005021860 | https://catalog.hewi.com/storage/downloads/HEWI_900_50_21860_en.pdf
900.50.40040 | HEWI Mobile hinged support rail Mono | Mobile mobile hinged grab bar Mono, design (A), System 900 - with one horizontal, round gripping level - can be folded up and curbed to fold down - for mobile use - for easy and flexible retrofitting on existing, preassembled mounting plate 900.50.00140, must be ordered separately - toolless and quick installation by simple attachment of the swing-up grab bar - secured by fixing screw to prevent unintentional removal - projection 600 mm, 210 mm high and 101 mm wide, bar diameter 33.7 mm - weight capacity up to 100 kg - made of stainless steel, chrome - produced in accordance with CE- and UKCA-Regulation (EU) 2017/745 on medical devices - fulfils the DIN 18040 requirements Article no.: HEWI 900.50.40040 | https://catalog.hewi.com/en/p/9005040040 | https://catalog.hewi.com/storage/downloads/HEWI_900_50_40040_en.pdf
900.50.40060 | HEWI Mobile hinged support rail Mono | Mobile mobile hinged grab bar Mono, design (A), System 900 - with one horizontal, round gripping level - can be folded up and curbed to fold down - for mobile use - for easy and flexible retrofitting on existing, preassembled mounting plate 900.50.00160, must be ordered separately - toolless and quick installation by simple attachment of the swing-up grab bar - secured by fixing screw to prevent unintentional removal - projection 600 mm, 210 mm high and 101 mm wide, bar diameter 33.7 mm - weight capacity up to 100 kg - made of stainless steel, powder-coated in HEWI colours DX (matt white), DC (matt black) and SC (matt dark grey pearl mica) - produced in accordance with CE- and UKCA-Regulation (EU) 2017/745 on medical devices - fulfils the DIN 18040 requirements Article no.: HEWI 900.50.40060 | https://catalog.hewi.com/en/p/9005040060 | https://catalog.hewi.com/storage/downloads/HEWI_900_50_40060_en.pdf
900.50.400XA | HEWI Mobile hinged support rail Mono | Mobile mobile hinged grab bar Mono, design (A), System 900 - with one horizontal, round gripping level - can be folded up and curbed to fold down - for mobile use - for easy and flexible retrofitting on existing, preassembled mounting plate 900.50.001XA, must be ordered separately - toolless and quick installation by simple attachment of the swing-up grab bar - secured by fixing screw to prevent unintentional removal - projection 600 mm, 210 mm high and 101 mm wide, bar diameter 33.7 mm - weight capacity up to 100 kg - made of stainless steel, satin - produced in accordance with CE- and UKCA-Regulation (EU) 2017/745 on medical devices - fulfils the DIN 18040 requirements Article no.: HEWI 900.50.400XA | https://catalog.hewi.com/en/p/90050400XA | https://catalog.hewi.com/storage/downloads/HEWI_900_50_400XA_en.pdf
900.50.40140 | HEWI Mobile hinged support rail Duo | Duo mobile hinged support rail, System 900 - two parallel, round gripping levels arranged on top of each other - can be folded upwards and folded downwards with braked movement - for mobile use - for easy and flexible retrofitting on existing, preassembled mounting plate 900.50.00140, must be ordered separately - toolless and quick installation by simple attachment of the hinged support rail - secured by fixing screw to prevent unintentional removal - projection 600 mm, 210 mm high and 101 mm wide, top rail diameter 33.7 mm, bottom rail diameter 25 mm - weight capacity up to 100 kg - made of stainless steel, chrome - floor supports 900.50.02040 and 900.50.02140 for retrofitting - produced in accordance with CE- and UKCA-Regulation (EU) 2017/745 on medical devices - fulfils the DIN 18040 requirements Article no.: HEWI 900.50.40140 | https://catalog.hewi.com/en/p/9005040140 | https://catalog.hewi.com/storage/downloads/HEWI_900_50_40140_en.pdf
900.50.40160 | HEWI Mobile hinged support rail Duo | Duo mobile hinged support rail, System 900 - two parallel, round gripping levels arranged on top of each other - can be folded upwards and folded downwards with braked movement - for mobile use - for easy and flexible retrofitting on existing, preassembled mounting plate 900.50.00160, must be ordered separately - toolless and quick installation by simple attachment of the hinged support rail - secured by fixing screw to prevent unintentional removal - projection 600 mm, 210 mm high and 101 mm wide, top rail diameter 33.7 mm, bottom rail diameter 25 mm - weight capacity up to 100 kg - made of stainless steel, powder-coated in HEWI colours DX (matt white), DC (matt black) and SC (matt dark grey pearl mica) - floor supports 900.50.02060 and 900.50.02160 for retrofitting - produced in accordance with CE- and UKCA-Regulation (EU) 2017/745 on medical devices - fulfils the DIN 18040 requirements Article no.: HEWI 900.50.40160 | https://catalog.hewi.com/en/p/9005040160 | https://catalog.hewi.com/storage/downloads/HEWI_900_50_40160_en.pdf
900.50.401XA | HEWI Mobile hinged support rail Duo | Duo mobile hinged support rail, System 900 - two parallel, round gripping levels arranged on top of each other - can be folded upwards and folded downwards with braked movement - for mobile use - for easy and flexible retrofitting on existing, preassembled mounting plate 900.50.001XA, must be ordered separately - toolless and quick installation by simple attachment of the hinged support rail - secured by fixing screw to prevent unintentional removal - projection 600 mm, 210 mm high and 101 mm wide, top rail diameter 33.7 mm, bottom rail diameter 25 mm - weight capacity up to 100 kg - made of stainless steel, satin - floor supports 900.50.020XA and 900.50.021XA for retrofitting - produced in accordance with CE- and UKCA-Regulation (EU) 2017/745 on medical devices - fulfils the DIN 18040 requirements Article no.: HEWI 900.50.401XA | https://catalog.hewi.com/en/p/90050401XA | https://catalog.hewi.com/storage/downloads/HEWI_900_50_401XA_en.pdf
900.50.40240 | HEWI Mobile hinged support rail Duo | Duo mobile hinged support rail, System 900 - two parallel, round gripping levels arranged on top of each other - can be folded upwards and folded downwards with braked movement - for mobile use - for easy and flexible retrofitting on existing, preassembled mounting plate 900.50.00140, must be ordered separately - toolless and quick installation by simple attachment of the hinged support rail - secured by fixing screw to prevent unintentional removal - projection 700 mm, 210 mm high and 101 mm wide, top rail diameter 33.7 mm, bottom rail diameter 25 mm - weight capacity up to 100 kg - made of stainless steel, chrome - floor supports 900.50.02040 and 900.50.02140 for retrofitting - produced in accordance with CE- and UKCA-Regulation (EU) 2017/745 on medical devices - fulfils the ÖNORM B1600/1601 and SIA 500 requirements Article no.: HEWI 900.50.40240 | https://catalog.hewi.com/en/p/9005040240 | https://catalog.hewi.com/storage/downloads/HEWI_900_50_40240_en.pdf
900.50.40260 | HEWI Mobile hinged support rail Duo | Duo mobile hinged support rail, System 900 - two parallel, round gripping levels arranged on top of each other - can be folded upwards and folded downwards with braked movement - for mobile use - for easy and flexible retrofitting on existing, preassembled mounting plate 900.50.00160, must be ordered separately - toolless and quick installation by simple attachment of the hinged support rail - secured by fixing screw to prevent unintentional removal - projection 700 mm, 210 mm high and 101 mm wide, top rail diameter 33.7 mm, bottom rail diameter 25 mm - weight capacity up to 100 kg - made of stainless steel, powder-coated in HEWI colours DX (matt white), DC (matt black) and SC (matt dark grey pearl mica) - floor supports 900.50.02060 and 900.50.02160 for retrofitting - produced in accordance with CE- and UKCA-Regulation (EU) 2017/745 on medical devices - fulfils the ÖNORM B1600/1601 and SIA 500 requirements Article no.: HEWI 900.50.40260 | https://catalog.hewi.com/en/p/9005040260 | https://catalog.hewi.com/storage/downloads/HEWI_900_50_40260_en.pdf
900.50.402XA | HEWI Mobile hinged support rail Duo | Duo mobile hinged support rail, System 900 - two parallel, round gripping levels arranged on top of each other - can be folded upwards and folded downwards with braked movement - for mobile use - for easy and flexible retrofitting on existing, preassembled mounting plate 900.50.001XA, must be ordered separately - toolless and quick installation by simple attachment of the hinged support rail - secured by fixing screw to prevent unintentional removal - projection 700 mm, 210 mm high and 101 mm wide, top rail diameter 33.7 mm, bottom rail diameter 25 mm - weight capacity up to 100 kg - made of stainless steel, satin - floor supports 900.50.020XA and 900.50.021XA for retrofitting - produced in accordance with CE- and UKCA-Regulation (EU) 2017/745 on medical devices - fulfils the ÖNORM B1600/1601 and SIA 500 requirements Article no.: HEWI 900.50.402XA | https://catalog.hewi.com/en/p/90050402XA | https://catalog.hewi.com/storage/downloads/HEWI_900_50_402XA_en.pdf
900.50.40340 | HEWI Mobile hinged support rail Duo | Duo mobile hinged support rail, System 900 - two parallel, round gripping levels arranged on top of each other - can be folded upwards and folded downwards with braked movement - for mobile use - for easy and flexible retrofitting on existing, preassembled mounting plate 900.50.00140, must be ordered separately - toolless and quick installation by simple attachment of the hinged support rail - secured by fixing screw to prevent unintentional removal - projection 750 mm, 210 mm high and 101 mm wide, top rail diameter 33.7 mm, bottom rail diameter 25 mm - weight capacity up to 100 kg - made of stainless steel, chrome - floor supports 900.50.02040 and 900.50.02140 for retrofitting - produced in accordance with CE- and UKCA-Regulation (EU) 2017/745 on medical devices - fulfils the requirements applicable in Belgium (CWATUPE, WVG Vlaanderen) regarding the projection of the hinged support rail at the toilet Article no.: HEWI 900.50.40340 | https://catalog.hewi.com/en/p/9005040340 | https://catalog.hewi.com/storage/downloads/HEWI_900_50_40340_en.pdf
900.50.40360 | HEWI Mobile hinged support rail Duo | Duo mobile hinged support rail, System 900 - two parallel, round gripping levels arranged on top of each other - can be folded upwards and folded downwards with braked movement - for mobile use - for easy and flexible retrofitting on existing, preassembled mounting plate 900.50.00160, must be ordered separately - toolless and quick installation by simple attachment of the hinged support rail - secured by fixing screw to prevent unintentional removal - projection 750 mm, 210 mm high and 101 mm wide, top rail diameter 33.7 mm, bottom rail diameter 25 mm - weight capacity up to 100 kg - made of stainless steel, powder-coated in HEWI colours DX (matt white), DC (matt black) and SC (matt dark grey pearl mica) - floor supports 900.50.02060 and 900.50.02160 for retrofitting - produced in accordance with CE- and UKCA-Regulation (EU) 2017/745 on medical devices - fulfils the requirements applicable in Belgium (CWATUPE, WVG Vlaanderen) regarding the projection of the hinged support rail at the toilet Article no.: HEWI 900.50.40360 | https://catalog.hewi.com/en/p/9005040360 | https://catalog.hewi.com/storage/downloads/HEWI_900_50_40360_en.pdf
900.50.403XA | HEWI Mobile hinged support rail Duo | Duo mobile hinged support rail, System 900 - two parallel, round gripping levels arranged on top of each other - can be folded upwards and folded downwards with braked movement - for mobile use - for easy and flexible retrofitting on existing, preassembled mounting plate 900.50.001XA, must be ordered separately - toolless and quick installation by simple attachment of the hinged support rail - secured by fixing screw to prevent unintentional removal - projection 750 mm, 210 mm high and 101 mm wide, top rail diameter 33.7 mm, bottom rail diameter 25 mm - weight capacity up to 100 kg - made of stainless steel, satin - floor supports 900.50.020XA and 900.50.021XA for retrofitting - produced in accordance with CE- and UKCA-Regulation (EU) 2017/745 on medical devices - fulfils the requirements applicable in Belgium (CWATUPE, WVG Vlaanderen) regarding the projection of the hinged support rail at the toilet Article no.: HEWI 900.50.403XA | https://catalog.hewi.com/en/p/90050403XA | https://catalog.hewi.com/storage/downloads/HEWI_900_50_403XA_en.pdf
900.50.40440 | HEWI Mobile hinged support rail Duo | Duo mobile hinged support rail, System 900 - two parallel, round gripping levels arranged on top of each other - can be folded upwards and folded downwards with braked movement - for mobile use - for easy and flexible retrofitting on existing, preassembled mounting plate 900.50.00140, must be ordered separately - toolless and quick installation by simple attachment of the hinged support rail - secured by fixing screw to prevent unintentional removal - projection 850 mm, 210 mm high and 101 mm wide, top rail diameter 33.7 mm, bottom rail diameter 25 mm - weight capacity up to 100 kg - made of stainless steel, chrome - floor supports 900.50.02040 and 900.50.02140 for retrofitting - produced in accordance with CE- and UKCA-Regulation (EU) 2017/745 on medical devices - fulfils the DIN 18040, ÖNORM B1600/1601 and SIA 500 requirements Article no.: HEWI 900.50.40440 | https://catalog.hewi.com/en/p/9005040440 | https://catalog.hewi.com/storage/downloads/HEWI_900_50_40440_en.pdf
900.50.40460 | HEWI Mobile hinged support rail Duo | Duo mobile hinged support rail, System 900 - two parallel, round gripping levels arranged on top of each other - can be folded upwards and folded downwards with braked movement - for mobile use - for easy and flexible retrofitting on existing, preassembled mounting plate 900.50.00160, must be ordered separately - toolless and quick installation by simple attachment of the hinged support rail - secured by fixing screw to prevent unintentional removal - projection 850 mm, 210 mm high and 101 mm wide, top rail diameter 33.7 mm, bottom rail diameter 25 mm - weight capacity up to 100 kg - made of stainless steel, powder-coated in HEWI colours DX (matt white), DC (matt black) and SC (matt dark grey pearl mica) - floor supports 900.50.02060 and 900.50.02160 for retrofitting - produced in accordance with CE- and UKCA-Regulation (EU) 2017/745 on medical devices - fulfils the DIN 18040, ÖNORM B1600/1601 and SIA 500 requirements Article no.: HEWI 900.50.40460 | https://catalog.hewi.com/en/p/9005040460 | https://catalog.hewi.com/storage/downloads/HEWI_900_50_40460_en.pdf
900.50.404XA | HEWI Mobile hinged support rail Duo | Duo mobile hinged support rail, System 900 - two parallel, round gripping levels arranged on top of each other - can be folded upwards and folded downwards with braked movement - for mobile use - for easy and flexible retrofitting on existing, preassembled mounting plate 900.50.001XA, must be ordered separately - toolless and quick installation by simple attachment of the hinged support rail - secured by fixing screw to prevent unintentional removal - projection 850 mm, 210 mm high and 101 mm wide, top rail diameter 33.7 mm, bottom rail diameter 25 mm - weight capacity up to 100 kg - made of stainless steel, satin - floor supports 900.50.020XA and 900.50.021XA for retrofitting - produced in accordance with CE- and UKCA-Regulation (EU) 2017/745 on medical devices - fulfils the DIN 18040, ÖNORM B1600/1601 and SIA 500 requirements Article no.: HEWI 900.50.404XA | https://catalog.hewi.com/en/p/90050404XA | https://catalog.hewi.com/storage/downloads/HEWI_900_50_404XA_en.pdf
900.50.40540 | HEWI Mobile hinged support rail Duo | Duo mobile hinged support rail, System 900 - two parallel, round gripping levels arranged on top of each other - can be folded upwards and folded downwards with braked movement - for mobile use - for easy and flexible retrofitting on existing, preassembled mounting plate 900.50.00140, must be ordered separately - toolless and quick installation by simple attachment of the hinged support rail - secured by fixing screw to prevent unintentional removal - projection 900 mm, 210 mm high and 101 mm wide, top rail diameter 33.7 mm, bottom rail diameter 25 mm - weight capacity up to 100 kg - made of stainless steel, chrome - floor supports 900.50.02040 and 900.50.02140 for retrofitting - produced in accordance with CE- and UKCA-Regulation (EU) 2017/745 on medical devices - fulfils the ÖNORM B1600/1601 requirements Article no.: HEWI 900.50.40540 | https://catalog.hewi.com/en/p/9005040540 | https://catalog.hewi.com/storage/downloads/HEWI_900_50_40540_en.pdf
900.50.40560 | HEWI Mobile hinged support rail Duo | Duo mobile hinged support rail, System 900 - two parallel, round gripping levels arranged on top of each other - can be folded upwards and folded downwards with braked movement - for mobile use - for easy and flexible retrofitting on existing, preassembled mounting plate 900.50.00160, must be ordered separately - toolless and quick installation by simple attachment of the hinged support rail - secured by fixing screw to prevent unintentional removal - projection 900 mm, 210 mm high and 101 mm wide, top rail diameter 33.7 mm, bottom rail diameter 25 mm - weight capacity up to 100 kg - made of stainless steel, powder-coated in HEWI colours DX (matt white), DC (matt black) and SC (matt dark grey pearl mica) - floor supports 900.50.02060 and 900.50.02160 for retrofitting - produced in accordance with CE- and UKCA-Regulation (EU) 2017/745 on medical devices - fulfils the ÖNORM B1600/1601 requirements Article no.: HEWI 900.50.40560 | https://catalog.hewi.com/en/p/9005040560 | https://catalog.hewi.com/storage/downloads/HEWI_900_50_40560_en.pdf
900.50.405XA | HEWI Mobile hinged support rail Duo | Duo mobile hinged support rail, System 900 - two parallel, round gripping levels arranged on top of each other - can be folded upwards and folded downwards with braked movement - for mobile use - for easy and flexible retrofitting on existing, preassembled mounting plate 900.50.001XA, must be ordered separately - toolless and quick installation by simple attachment of the hinged support rail - secured by fixing screw to prevent unintentional removal - projection 900 mm, 210 mm high and 101 mm wide, top rail diameter 33.7 mm, bottom rail diameter 25 mm - weight capacity up to 100 kg - made of stainless steel, satin - floor supports 900.50.020XA and 900.50.021XA for retrofitting - produced in accordance with CE- and UKCA-Regulation (EU) 2017/745 on medical devices - fulfils the ÖNORM B1600/1601 requirements Article no.: HEWI 900.50.405XA | https://catalog.hewi.com/en/p/90050405XA | https://catalog.hewi.com/storage/downloads/HEWI_900_50_405XA_en.pdf
900.50.40640 | HEWI Mobile hinged support rail Duo | Duo mobile hinged support rail, System 900 - two parallel, round gripping levels arranged on top of each other - with toilet roll holder - can be folded upwards and folded downwards with braked movement - for mobile use - for easy and flexible retrofitting on existing, preassembled mounting plate 900.50.00140, must be ordered separately - toolless and quick installation by simple attachment of the hinged support rail - secured by fixing screw to prevent unintentional removal - projection 700 mm, 210 mm high and 101 mm wide, top rail diameter 33.7 mm, bottom rail diameter 25 mm - weight capacity up to 100 kg - made of stainless steel, chrome - floor supports 900.50.02040 and 900.50.02140 for retrofitting - produced in accordance with CE- and UKCA-Regulation (EU) 2017/745 on medical devices - fulfils the ÖNORM B1600/1601 and SIA 500 requirements Article no.: HEWI 900.50.40640 | https://catalog.hewi.com/en/p/9005040640 | https://catalog.hewi.com/storage/downloads/HEWI_900_50_40640_en.pdf
900.50.40660 | HEWI Mobile hinged support rail Duo | Duo mobile hinged support rail, System 900 - two parallel, round gripping levels arranged on top of each other - with toilet roll holder - can be folded upwards and folded downwards with braked movement - for mobile use - for easy and flexible retrofitting on existing, preassembled mounting plate 900.50.00160, must be ordered separately - toolless and quick installation by simple attachment of the hinged support rail - secured by fixing screw to prevent unintentional removal - projection 700 mm, 210 mm high and 101 mm wide, top rail diameter 33.7 mm, bottom rail diameter 25 mm - weight capacity up to 100 kg - made of stainless steel, powder-coated in HEWI colours DX (matt white), DC (matt black) and SC (matt dark grey pearl mica) - floor supports 900.50.02060 and 900.50.02160 for retrofitting - produced in accordance with CE- and UKCA-Regulation (EU) 2017/745 on medical devices - fulfils the ÖNORM B1600/1601 and SIA 500 requirements Article no.: HEWI 900.50.40660 | https://catalog.hewi.com/en/p/9005040660 | https://catalog.hewi.com/storage/downloads/HEWI_900_50_40660_en.pdf
900.50.406XA | HEWI Mobile hinged support rail Duo | Duo mobile hinged support rail, System 900 - two parallel, round gripping levels arranged on top of each other - with toilet roll holder - can be folded upwards and folded downwards with braked movement - for mobile use - for easy and flexible retrofitting on existing, preassembled mounting plate 900.50.001XA, must be ordered separately - toolless and quick installation by simple attachment of the hinged support rail - secured by fixing screw to prevent unintentional removal - projection 700 mm, 210 mm high and 101 mm wide, top rail diameter 33.7 mm, bottom rail diameter 25 mm - weight capacity up to 100 kg - made of stainless steel, satin - floor supports 900.50.020XA and 900.50.021XA for retrofitting - produced in accordance with CE- and UKCA-Regulation (EU) 2017/745 on medical devices - fulfils the ÖNORM B1600/1601 and SIA 500 requirements Article no.: HEWI 900.50.406XA | https://catalog.hewi.com/en/p/90050406XA | https://catalog.hewi.com/storage/downloads/HEWI_900_50_406XA_en.pdf
900.50.40740 | HEWI Mobile hinged support rail Duo | Duo mobile hinged support rail, System 900 - two parallel, round gripping levels arranged on top of each other - with toilet roll holder - can be folded upwards and folded downwards with braked movement - for mobile use - for easy and flexible retrofitting on existing, preassembled mounting plate 900.50.00140, must be ordered separately - toolless and quick installation by simple attachment of the hinged support rail - secured by fixing screw to prevent unintentional removal - projection 750 mm, 210 mm high and 101 mm wide, top rail diameter 33.7 mm, bottom rail diameter 25 mm - weight capacity up to 100 kg - made of stainless steel, chrome - floor supports 900.50.02040 and 900.50.02140 for retrofitting - produced in accordance with CE- and UKCA-Regulation (EU) 2017/745 on medical devices - fulfils the requirements applicable in Belgium (CWATUPE, WVG Vlaanderen) regarding the projection of the hinged support rail at the toilet Article no.: HEWI 900.50.40740 | https://catalog.hewi.com/en/p/9005040740 | https://catalog.hewi.com/storage/downloads/HEWI_900_50_40740_en.pdf
900.50.40760 | HEWI Mobile hinged support rail Duo | Duo mobile hinged support rail, System 900 - two parallel, round gripping levels arranged on top of each other - with toilet roll holder - can be folded upwards and folded downwards with braked movement - for mobile use - for easy and flexible retrofitting on existing, preassembled mounting plate 900.50.00160, must be ordered separately - toolless and quick installation by simple attachment of the hinged support rail - secured by fixing screw to prevent unintentional removal - projection 750 mm, 210 mm high and 101 mm wide, top rail diameter 33.7 mm, bottom rail diameter 25 mm - weight capacity up to 100 kg - made of stainless steel, powder-coated in HEWI colours DX (matt white), DC (matt black) and SC (matt dark grey pearl mica) - floor supports 900.50.02060 and 900.50.02160 for retrofitting - produced in accordance with CE- and UKCA-Regulation (EU) 2017/745 on medical devices - fulfils the requirements applicable in Belgium (CWATUPE, WVG Vlaanderen) regarding the projection of the hinged support rail at the toilet Article no.: HEWI 900.50.40760 | https://catalog.hewi.com/en/p/9005040760 | https://catalog.hewi.com/storage/downloads/HEWI_900_50_40760_en.pdf
900.50.407XA | HEWI Mobile hinged support rail Duo | Duo mobile hinged support rail, System 900 - two parallel, round gripping levels arranged on top of each other - with toilet roll holder - can be folded upwards and folded downwards with braked movement - for mobile use - for easy and flexible retrofitting on existing, preassembled mounting plate 900.50.001XA, must be ordered separately - toolless and quick installation by simple attachment of the hinged support rail - secured by fixing screw to prevent unintentional removal - projection 750 mm, 210 mm high and 101 mm wide, top rail diameter 33.7 mm, bottom rail diameter 25 mm - weight capacity up to 100 kg - made of stainless steel, satin - floor supports 900.50.020XA and 900.50.021XA for retrofitting - produced in accordance with CE- and UKCA-Regulation (EU) 2017/745 on medical devices - fulfils the requirements applicable in Belgium (CWATUPE, WVG Vlaanderen) regarding the projection of the hinged support rail at the toilet Article no.: HEWI 900.50.407XA | https://catalog.hewi.com/en/p/90050407XA | https://catalog.hewi.com/storage/downloads/HEWI_900_50_407XA_en.pdf
900.50.40840 | HEWI Mobile hinged support rail Duo | Duo mobile hinged support rail, System 900 - two parallel, round gripping levels arranged on top of each other - with toilet roll holder - can be folded upwards and folded downwards with braked movement - for mobile use - for easy and flexible retrofitting on existing, preassembled mounting plate 900.50.00140, must be ordered separately - toolless and quick installation by simple attachment of the hinged support rail - secured by fixing screw to prevent unintentional removal - projection 850 mm, 210 mm high and 101 mm wide, top rail diameter 33.7 mm, bottom rail diameter 25 mm - weight capacity up to 100 kg - made of stainless steel, chrome - floor supports 900.50.02040 and 900.50.02140 for retrofitting - produced in accordance with CE- and UKCA-Regulation (EU) 2017/745 on medical devices - fulfils the DIN 18040, ÖNORM B1600/1601 and SIA 500 requirements Article no.: HEWI 900.50.40840 | https://catalog.hewi.com/en/p/9005040840 | https://catalog.hewi.com/storage/downloads/HEWI_900_50_40840_en.pdf
900.50.40860 | HEWI Mobile hinged support rail Duo | Duo mobile hinged support rail, System 900 - two parallel, round gripping levels arranged on top of each other - with toilet roll holder - can be folded upwards and folded downwards with braked movement - for mobile use - for easy and flexible retrofitting on existing, preassembled mounting plate 900.50.00160, must be ordered separately - toolless and quick installation by simple attachment of the hinged support rail - secured by fixing screw to prevent unintentional removal - projection 850 mm, 210 mm high and 101 mm wide, top rail diameter 33.7 mm, bottom rail diameter 25 mm - weight capacity up to 100 kg - made of stainless steel, powder-coated in HEWI colours DX (matt white), DC (matt black) and SC (matt dark grey pearl mica) - floor supports 900.50.02060 and 900.50.02160 for retrofitting - produced in accordance with CE- and UKCA-Regulation (EU) 2017/745 on medical devices - fulfils the DIN 18040, ÖNORM B1600/1601 and SIA 500 requirements Article no.: HEWI 900.50.40860 | https://catalog.hewi.com/en/p/9005040860 | https://catalog.hewi.com/storage/downloads/HEWI_900_50_40860_en.pdf
900.50.408XA | HEWI Mobile hinged support rail Duo | Duo mobile hinged support rail, System 900 - two parallel, round gripping levels arranged on top of each other - with toilet roll holder - can be folded upwards and folded downwards with braked movement - for mobile use - for easy and flexible retrofitting on existing, preassembled mounting plate 900.50.001XA, must be ordered separately - toolless and quick installation by simple attachment of the hinged support rail - secured by fixing screw to prevent unintentional removal - projection 850 mm, 210 mm high and 101 mm wide, top rail diameter 33.7 mm, bottom rail diameter 25 mm - weight capacity up to 100 kg - made of stainless steel, satin - floor supports 900.50.020XA and 900.50.021XA for retrofitting - produced in accordance with CE- and UKCA-Regulation (EU) 2017/745 on medical devices - fulfils the DIN 18040, ÖNORM B1600/1601 and SIA 500 requirements Article no.: HEWI 900.50.408XA | https://catalog.hewi.com/en/p/90050408XA | https://catalog.hewi.com/storage/downloads/HEWI_900_50_408XA_en.pdf
900.50.40940 | HEWI Mobile hinged support rail Duo | Duo mobile hinged support rail, System 900 - two parallel, round gripping levels arranged on top of each other - with toilet roll holder - can be folded upwards and folded downwards with braked movement - for mobile use - for easy and flexible retrofitting on existing, preassembled mounting plate 900.50.00140, must be ordered separately - toolless and quick installation by simple attachment of the hinged support rail - secured by fixing screw to prevent unintentional removal - projection 900 mm, 210 mm high and 101 mm wide, top rail diameter 33.7 mm, bottom rail diameter 25 mm - weight capacity up to 100 kg - made of stainless steel, chrome - floor supports 900.50.02040 and 900.50.02140 for retrofitting - produced in accordance with CE- and UKCA-Regulation (EU) 2017/745 on medical devices - fulfils the ÖNORM B1600/1601 requirements Article no.: HEWI 900.50.40940 | https://catalog.hewi.com/en/p/9005040940 | https://catalog.hewi.com/storage/downloads/HEWI_900_50_40940_en.pdf
900.50.40960 | HEWI Mobile hinged support rail Duo | Duo mobile hinged support rail, System 900 - two parallel, round gripping levels arranged on top of each other - with toilet roll holder - can be folded upwards and folded downwards with braked movement - for mobile use - for easy and flexible retrofitting on existing, preassembled mounting plate 900.50.00160, must be ordered separately - toolless and quick installation by simple attachment of the hinged support rail - secured by fixing screw to prevent unintentional removal - projection 900 mm, 210 mm high and 101 mm wide, top rail diameter 33.7 mm, bottom rail diameter 25 mm - weight capacity up to 100 kg - made of stainless steel, powder-coated in HEWI colours DX (matt white), DC (matt black) and SC (matt dark grey pearl mica) - floor supports 900.50.02060 and 900.50.02160 for retrofitting - produced in accordance with CE- and UKCA-Regulation (EU) 2017/745 on medical devices - fulfils the ÖNORM B1600/1601 requirements Article no.: HEWI 900.50.40960 | https://catalog.hewi.com/en/p/9005040960 | https://catalog.hewi.com/storage/downloads/HEWI_900_50_40960_en.pdf
900.50.409XA | HEWI Mobile hinged support rail Duo | Duo mobile hinged support rail, System 900 - two parallel, round gripping levels arranged on top of each other - with toilet roll holder - can be folded upwards and folded downwards with braked movement - for mobile use - for easy and flexible retrofitting on existing, preassembled mounting plate 900.50.001XA, must be ordered separately - toolless and quick installation by simple attachment of the hinged support rail - secured by fixing screw to prevent unintentional removal - projection 900 mm, 210 mm high and 101 mm wide, top rail diameter 33.7 mm, bottom rail diameter 25 mm - weight capacity up to 100 kg - made of stainless steel, satin - floor supports 900.50.020XA and 900.50.021XA for retrofitting - produced in accordance with CE- and UKCA-Regulation (EU) 2017/745 on medical devices - fulfils the ÖNORM B1600/1601 requirements Article no.: HEWI 900.50.409XA | https://catalog.hewi.com/en/p/90050409XA | https://catalog.hewi.com/storage/downloads/HEWI_900_50_409XA_en.pdf
900.50.41040 | HEWI Mobile hinged support rail Duo | Duo mobile hinged support rail, System 900 - two parallel, round gripping levels arranged on top of each other - with toilet roll holder and radio-controlled toilet flushing mechanism - left-hand version - can be folded upwards and folded downwards with braked movement - for mobile use - for easy and flexible retrofitting on existing, preassembled mounting plate 900.50.00140, must be ordered separately - toolless and quick installation by simple attachment of the hinged support rail - secured by fixing screw to prevent unintentional removal - blue button (wave symbol) for triggering the toilet flushing mechanism - transmission frequency 868.4 MHz - suitable for radio-controlled toilet flushing systems made by Geberit, Friatec, Mepa, Sanit, Viega, TECE and Grohe - projection 700 mm, 210 mm high and 101 mm wide, top rail diameter 33.7 mm, bottom rail diameter 25 mm - weight capacity up to 100 kg - made of stainless steel, chrome - floor supports 900.50.02040 and 900.50.02140 for retrofitting - produced in accordance with CE- and UKCA-Regulation (EU) 2017/745 on medical devices - fulfils the ÖNORM B1600/1601 and SIA 500 requirements Article no.: HEWI 900.50.41040 | https://catalog.hewi.com/en/p/9005041040 | https://catalog.hewi.com/storage/downloads/HEWI_900_50_41040_en.pdf
900.50.41060 | HEWI Mobile hinged support rail Duo | Duo mobile hinged support rail, System 900 - two parallel, round gripping levels arranged on top of each other - with toilet roll holder and radio-controlled toilet flushing mechanism - left-hand version - can be folded upwards and folded downwards with braked movement - for mobile use - for easy and flexible retrofitting on existing, preassembled mounting plate 900.50.00160, must be ordered separately - toolless and quick installation by simple attachment of the hinged support rail - secured by fixing screw to prevent unintentional removal - blue button (wave symbol) for triggering the toilet flushing mechanism - transmission frequency 868.4 MHz - suitable for radio-controlled toilet flushing systems made by Geberit, Friatec, Mepa, Sanit, Viega, TECE and Grohe - projection 700 mm, 210 mm high and 101 mm wide, top rail diameter 33.7 mm, bottom rail diameter 25 mm - weight capacity up to 100 kg - made of stainless steel, powder-coated in HEWI colours DX (matt white), DC (matt black) and SC (matt dark grey pearl mica) - floor supports 900.50.02060 and 900.50.02160 for retrofitting - produced in accordance with CE- and UKCA-Regulation (EU) 2017/745 on medical devices - fulfils the ÖNORM B1600/1601 and SIA 500 requirements Article no.: HEWI 900.50.41060 | https://catalog.hewi.com/en/p/9005041060 | https://catalog.hewi.com/storage/downloads/HEWI_900_50_41060_en.pdf
900.50.410XA | HEWI Mobile hinged support rail Duo | Duo mobile hinged support rail, System 900 - two parallel, round gripping levels arranged on top of each other - with toilet roll holder and radio-controlled toilet flushing mechanism - left-hand version - can be folded upwards and folded downwards with braked movement - for mobile use - for easy and flexible retrofitting on existing, preassembled mounting plate 900.50.001XA, must be ordered separately - toolless and quick installation by simple attachment of the hinged support rail - secured by fixing screw to prevent unintentional removal - blue button (wave symbol) for triggering the toilet flushing mechanism - transmission frequency 868.4 MHz - suitable for radio-controlled toilet flushing systems made by Geberit, Friatec, Mepa, Sanit, Viega, TECE and Grohe - projection 700 mm, 210 mm high and 101 mm wide, top rail diameter 33.7 mm, bottom rail diameter 25 mm - weight capacity up to 100 kg - made of stainless steel, satin - floor supports 900.50.020XA and 900.50.021XA for retrofitting - produced in accordance with CE- and UKCA-Regulation (EU) 2017/745 on medical devices - fulfils the ÖNORM B1600/1601 and SIA 500 requirements Article no.: HEWI 900.50.410XA | https://catalog.hewi.com/en/p/90050410XA | https://catalog.hewi.com/storage/downloads/HEWI_900_50_410XA_en.pdf
900.50.41140 | HEWI Mobile hinged support rail Duo | Duo mobile hinged support rail, System 900 - two parallel, round gripping levels arranged on top of each other - with toilet roll holder and radio-controlled toilet flushing mechanism - left-hand version - can be folded upwards and folded downwards with braked movement - for mobile use - for easy and flexible retrofitting on existing, preassembled mounting plate 900.50.00140, must be ordered separately - toolless and quick installation by simple attachment of the hinged support rail - secured by fixing screw to prevent unintentional removal - blue button (wave symbol) for triggering the toilet flushing mechanism - transmission frequency 868.4 MHz - suitable for radio-controlled toilet flushing systems made by Geberit, Friatec, Mepa, Sanit, Viega, TECE and Grohe - projection 750 mm, 210 mm high and 101 mm wide, top rail diameter 33.7 mm, bottom rail diameter 25 mm - weight capacity up to 100 kg - made of stainless steel, chrome - floor supports 900.50.02040 and 900.50.02140 for retrofitting - produced in accordance with CE- and UKCA-Regulation (EU) 2017/745 on medical devices - fulfils the requirements applicable in Belgium (CWATUPE, WVG Vlaanderen) regarding the projection of the hinged support rail at the toilet Article no.: HEWI 900.50.41140 | https://catalog.hewi.com/en/p/9005041140 | https://catalog.hewi.com/storage/downloads/HEWI_900_50_41140_en.pdf
900.50.41160 | HEWI Mobile hinged support rail Duo | Duo mobile hinged support rail, System 900 - two parallel, round gripping levels arranged on top of each other - with toilet roll holder and radio-controlled toilet flushing mechanism - left-hand version - can be folded upwards and folded downwards with braked movement - for mobile use - for easy and flexible retrofitting on existing, preassembled mounting plate 900.50.00160, must be ordered separately - toolless and quick installation by simple attachment of the hinged support rail - secured by fixing screw to prevent unintentional removal - blue button (wave symbol) for triggering the toilet flushing mechanism - transmission frequency 868.4 MHz - suitable for radio-controlled toilet flushing systems made by Geberit, Friatec, Mepa, Sanit, Viega, TECE and Grohe - projection 750 mm, 210 mm high and 101 mm wide, top rail diameter 33.7 mm, bottom rail diameter 25 mm - weight capacity up to 100 kg - made of stainless steel, powder-coated in HEWI colours DX (matt white), DC (matt black) and SC (matt dark grey pearl mica) - floor supports 900.50.02060 and 900.50.02160 for retrofitting - produced in accordance with CE- and UKCA-Regulation (EU) 2017/745 on medical devices - fulfils the requirements applicable in Belgium (CWATUPE, WVG Vlaanderen) regarding the projection of the hinged support rail at the toilet Article no.: HEWI 900.50.41160 | https://catalog.hewi.com/en/p/9005041160 | https://catalog.hewi.com/storage/downloads/HEWI_900_50_41160_en.pdf
900.50.411XA | HEWI Mobile hinged support rail Duo | Duo mobile hinged support rail, System 900 - two parallel, round gripping levels arranged on top of each other - with toilet roll holder and radio-controlled toilet flushing mechanism - left-hand version - can be folded upwards and folded downwards with braked movement - for mobile use - for easy and flexible retrofitting on existing, preassembled mounting plate 900.50.001XA, must be ordered separately - toolless and quick installation by simple attachment of the hinged support rail - secured by fixing screw to prevent unintentional removal - blue button (wave symbol) for triggering the toilet flushing mechanism - transmission frequency 868.4 MHz - suitable for radio-controlled toilet flushing systems made by Geberit, Friatec, Mepa, Sanit, Viega, TECE and Grohe - projection 750 mm, 210 mm high and 101 mm wide, top rail diameter 33.7 mm, bottom rail diameter 25 mm - weight capacity up to 100 kg - made of stainless steel, satin - floor supports 900.50.020XA and 900.50.021XA for retrofitting - produced in accordance with CE- and UKCA-Regulation (EU) 2017/745 on medical devices - fulfils the requirements applicable in Belgium (CWATUPE, WVG Vlaanderen) regarding the projection of the hinged support rail at the toilet Article no.: HEWI 900.50.411XA | https://catalog.hewi.com/en/p/90050411XA | https://catalog.hewi.com/storage/downloads/HEWI_900_50_411XA_en.pdf
900.50.41240 | HEWI Mobile hinged support rail Duo | Duo mobile hinged support rail, System 900 - two parallel, round gripping levels arranged on top of each other - with toilet roll holder and radio-controlled toilet flushing mechanism - left-hand version - can be folded upwards and folded downwards with braked movement - for mobile use - for easy and flexible retrofitting on existing, preassembled mounting plate 900.50.00140, must be ordered separately - toolless and quick installation by simple attachment of the hinged support rail - secured by fixing screw to prevent unintentional removal - blue button (wave symbol) for triggering the toilet flushing mechanism - transmission frequency 868.4 MHz - suitable for radio-controlled toilet flushing systems made by Geberit, Friatec, Mepa, Sanit, Viega, TECE and Grohe - projection 850 mm, 210 mm high and 101 mm wide, top rail diameter 33.7 mm, bottom rail diameter 25 mm - weight capacity up to 100 kg - made of stainless steel, chrome - floor supports 900.50.02040 and 900.50.02140 for retrofitting - produced in accordance with CE- and UKCA-Regulation (EU) 2017/745 on medical devices - fulfils the DIN 18040, ÖNORM B1600/1601 and SIA 500 requirements Article no.: HEWI 900.50.41240 | https://catalog.hewi.com/en/p/9005041240 | https://catalog.hewi.com/storage/downloads/HEWI_900_50_41240_en.pdf
900.50.41260 | HEWI Mobile hinged support rail Duo | Duo mobile hinged support rail, System 900 - two parallel, round gripping levels arranged on top of each other - with toilet roll holder and radio-controlled toilet flushing mechanism - left-hand version - can be folded upwards and folded downwards with braked movement - for mobile use - for easy and flexible retrofitting on existing, preassembled mounting plate 900.50.00160, must be ordered separately - toolless and quick installation by simple attachment of the hinged support rail - secured by fixing screw to prevent unintentional removal - blue button (wave symbol) for triggering the toilet flushing mechanism - transmission frequency 868.4 MHz - suitable for radio-controlled toilet flushing systems made by Geberit, Friatec, Mepa, Sanit, Viega, TECE and Grohe - projection 850 mm, 210 mm high and 101 mm wide, top rail diameter 33.7 mm, bottom rail diameter 25 mm - weight capacity up to 100 kg - made of stainless steel, powder-coated in HEWI colours DX (matt white), DC (matt black) and SC (matt dark grey pearl mica) - floor supports 900.50.02060 and 900.50.02160 for retrofitting - produced in accordance with CE- and UKCA-Regulation (EU) 2017/745 on medical devices - fulfils the DIN 18040, ÖNORM B1600/1601 and SIA 500 requirements Article no.: HEWI 900.50.41260 | https://catalog.hewi.com/en/p/9005041260 | https://catalog.hewi.com/storage/downloads/HEWI_900_50_41260_en.pdf
900.50.412XA | HEWI Mobile hinged support rail Duo | Duo mobile hinged support rail, System 900 - two parallel, round gripping levels arranged on top of each other - with toilet roll holder and radio-controlled toilet flushing mechanism - left-hand version - can be folded upwards and folded downwards with braked movement - for mobile use - for easy and flexible retrofitting on existing, preassembled mounting plate 900.50.001XA, must be ordered separately - toolless and quick installation by simple attachment of the hinged support rail - secured by fixing screw to prevent unintentional removal - blue button (wave symbol) for triggering the toilet flushing mechanism - transmission frequency 868.4 MHz - suitable for radio-controlled toilet flushing systems made by Geberit, Friatec, Mepa, Sanit, Viega, TECE and Grohe - projection 850 mm, 210 mm high and 101 mm wide, top rail diameter 33.7 mm, bottom rail diameter 25 mm - weight capacity up to 100 kg - made of stainless steel, satin - floor supports 900.50.020XA and 900.50.021XA for retrofitting - produced in accordance with CE- and UKCA-Regulation (EU) 2017/745 on medical devices - fulfils the DIN 18040, ÖNORM B1600/1601 and SIA 500 requirements Article no.: HEWI 900.50.412XA | https://catalog.hewi.com/en/p/90050412XA | https://catalog.hewi.com/storage/downloads/HEWI_900_50_412XA_en.pdf
900.50.41340 | HEWI Mobile hinged support rail Duo | Duo mobile hinged support rail, System 900 - two parallel, round gripping levels arranged on top of each other - with toilet roll holder and radio-controlled toilet flushing mechanism - left-hand version - can be folded upwards and folded downwards with braked movement - for mobile use - for easy and flexible retrofitting on existing, preassembled mounting plate 900.50.00140, must be ordered separately - toolless and quick installation by simple attachment of the hinged support rail - secured by fixing screw to prevent unintentional removal - blue button (wave symbol) for triggering the toilet flushing mechanism - transmission frequency 868.4 MHz - suitable for radio-controlled toilet flushing systems made by Geberit, Friatec, Mepa, Sanit, Viega, TECE and Grohe - projection 900 mm, 210 mm high and 101 mm wide, top rail diameter 33.7 mm, bottom rail diameter 25 mm - weight capacity up to 100 kg - made of stainless steel, chrome - floor supports 900.50.02040 and 900.50.02140 for retrofitting - produced in accordance with CE- and UKCA-Regulation (EU) 2017/745 on medical devices - fulfils the ÖNORM B1600/1601 requirements Article no.: HEWI 900.50.41340 | https://catalog.hewi.com/en/p/9005041340 | https://catalog.hewi.com/storage/downloads/HEWI_900_50_41340_en.pdf
900.50.41360 | HEWI Mobile hinged support rail Duo | Duo mobile hinged support rail, System 900 - two parallel, round gripping levels arranged on top of each other - with toilet roll holder and radio-controlled toilet flushing mechanism - left-hand version - can be folded upwards and folded downwards with braked movement - for mobile use - for easy and flexible retrofitting on existing, preassembled mounting plate 900.50.00160, must be ordered separately - toolless and quick installation by simple attachment of the hinged support rail - secured by fixing screw to prevent unintentional removal - blue button (wave symbol) for triggering the toilet flushing mechanism - transmission frequency 868.4 MHz - suitable for radio-controlled toilet flushing systems made by Geberit, Friatec, Mepa, Sanit, Viega, TECE and Grohe - projection 900 mm, 210 mm high and 101 mm wide, top rail diameter 33.7 mm, bottom rail diameter 25 mm - weight capacity up to 100 kg - made of stainless steel, powder-coated in HEWI colours DX (matt white), DC (matt black) and SC (matt dark grey pearl mica) - floor supports 900.50.02060 and 900.50.02160 for retrofitting - produced in accordance with CE- and UKCA-Regulation (EU) 2017/745 on medical devices - fulfils the ÖNORM B1600/1601 requirements Article no.: HEWI 900.50.41360 | https://catalog.hewi.com/en/p/9005041360 | https://catalog.hewi.com/storage/downloads/HEWI_900_50_41360_en.pdf
900.50.413XA | HEWI Mobile hinged support rail Duo | Duo mobile hinged support rail, System 900 - two parallel, round gripping levels arranged on top of each other - with toilet roll holder and radio-controlled toilet flushing mechanism - left-hand version - can be folded upwards and folded downwards with braked movement - for mobile use - for easy and flexible retrofitting on existing, preassembled mounting plate 900.50.001XA, must be ordered separately - toolless and quick installation by simple attachment of the hinged support rail - secured by fixing screw to prevent unintentional removal - blue button (wave symbol) for triggering the toilet flushing mechanism - transmission frequency 868.4 MHz - suitable for radio-controlled toilet flushing systems made by Geberit, Friatec, Mepa, Sanit, Viega, TECE and Grohe - projection 900 mm, 210 mm high and 101 mm wide, top rail diameter 33.7 mm, bottom rail diameter 25 mm - weight capacity up to 100 kg - made of stainless steel, satin - floor supports 900.50.020XA and 900.50.021XA for retrofitting - produced in accordance with CE- and UKCA-Regulation (EU) 2017/745 on medical devices - fulfils the ÖNORM B1600/1601 requirements Article no.: HEWI 900.50.413XA | https://catalog.hewi.com/en/p/90050413XA | https://catalog.hewi.com/storage/downloads/HEWI_900_50_413XA_en.pdf
900.50.41440 | HEWI Mobile hinged support rail Duo | Duo mobile hinged support rail, System 900 - two parallel, round gripping levels arranged on top of each other - with toilet roll holder and radio-controlled toilet flushing mechanism - right-hand version - can be folded upwards and folded downwards with braked movement - for mobile use - for easy and flexible retrofitting on existing, preassembled mounting plate 900.50.00140, must be ordered separately - toolless and quick installation by simple attachment of the hinged support rail - secured by fixing screw to prevent unintentional removal - blue button (wave symbol) for triggering the toilet flushing mechanism - transmission frequency 868.4 MHz - suitable for radio-controlled toilet flushing systems made by Geberit, Friatec, Mepa, Sanit, Viega, TECE and Grohe - projection 700 mm, 210 mm high and 101 mm wide, top rail diameter 33.7 mm, bottom rail diameter 25 mm - weight capacity up to 100 kg - made of stainless steel, chrome - floor supports 900.50.02040 and 900.50.02140 for retrofitting - produced in accordance with CE- and UKCA-Regulation (EU) 2017/745 on medical devices - fulfils the ÖNORM B1600/1601 and SIA 500 requirements Article no.: HEWI 900.50.41440 | https://catalog.hewi.com/en/p/9005041440 | https://catalog.hewi.com/storage/downloads/HEWI_900_50_41440_en.pdf
900.50.41460 | HEWI Mobile hinged support rail Duo | Duo mobile hinged support rail, System 900 - two parallel, round gripping levels arranged on top of each other - with toilet roll holder and radio-controlled toilet flushing mechanism - right-hand version - can be folded upwards and folded downwards with braked movement - for mobile use - for easy and flexible retrofitting on existing, preassembled mounting plate 900.50.00160, must be ordered separately - toolless and quick installation by simple attachment of the hinged support rail - secured by fixing screw to prevent unintentional removal - blue button (wave symbol) for triggering the toilet flushing mechanism - transmission frequency 868.4 MHz - suitable for radio-controlled toilet flushing systems made by Geberit, Friatec, Mepa, Sanit, Viega, TECE and Grohe - projection 700 mm, 210 mm high and 101 mm wide, top rail diameter 33.7 mm, bottom rail diameter 25 mm - weight capacity up to 100 kg - made of stainless steel, powder-coated in HEWI colours DX (matt white), DC (matt black) and SC (matt dark grey pearl mica) - floor supports 900.50.02060 and 900.50.02160 for retrofitting - produced in accordance with CE- and UKCA-Regulation (EU) 2017/745 on medical devices - fulfils the ÖNORM B1600/1601 and SIA 500 requirements Article no.: HEWI 900.50.41460 | https://catalog.hewi.com/en/p/9005041460 | https://catalog.hewi.com/storage/downloads/HEWI_900_50_41460_en.pdf
900.50.414XA | HEWI Mobile hinged support rail Duo | Duo mobile hinged support rail, System 900 - two parallel, round gripping levels arranged on top of each other - with toilet roll holder and radio-controlled toilet flushing mechanism - right-hand version - can be folded upwards and folded downwards with braked movement - for mobile use - for easy and flexible retrofitting on existing, preassembled mounting plate 900.50.001XA, must be ordered separately - toolless and quick installation by simple attachment of the hinged support rail - secured by fixing screw to prevent unintentional removal - blue button (wave symbol) for triggering the toilet flushing mechanism - transmission frequency 868.4 MHz - suitable for radio-controlled toilet flushing systems made by Geberit, Friatec, Mepa, Sanit, Viega, TECE and Grohe - projection 700 mm, 210 mm high and 101 mm wide, top rail diameter 33.7 mm, bottom rail diameter 25 mm - weight capacity up to 100 kg - made of stainless steel, satin - floor supports 900.50.020XA and 900.50.021XA for retrofitting - produced in accordance with CE- and UKCA-Regulation (EU) 2017/745 on medical devices - fulfils the ÖNORM B1600/1601 and SIA 500 requirements Article no.: HEWI 900.50.414XA | https://catalog.hewi.com/en/p/90050414XA | https://catalog.hewi.com/storage/downloads/HEWI_900_50_414XA_en.pdf
900.50.41540 | HEWI Mobile hinged support rail Duo | Duo mobile hinged support rail, System 900 - two parallel, round gripping levels arranged on top of each other - with toilet roll holder and radio-controlled toilet flushing mechanism - right-hand version - can be folded upwards and folded downwards with braked movement - for mobile use - for easy and flexible retrofitting on existing, preassembled mounting plate 900.50.00140, must be ordered separately - toolless and quick installation by simple attachment of the hinged support rail - secured by fixing screw to prevent unintentional removal - blue button (wave symbol) for triggering the toilet flushing mechanism - transmission frequency 868.4 MHz - suitable for radio-controlled toilet flushing systems made by Geberit, Friatec, Mepa, Sanit, Viega, TECE and Grohe - projection 750 mm, 210 mm high and 101 mm wide, top rail diameter 33.7 mm, bottom rail diameter 25 mm - weight capacity up to 100 kg - made of stainless steel, chrome - floor supports 900.50.02040 and 900.50.02140 for retrofitting - produced in accordance with CE- and UKCA-Regulation (EU) 2017/745 on medical devices - fulfils the requirements applicable in Belgium (CWATUPE, WVG Vlaanderen) regarding the projection of the hinged support rail at the toilet Article no.: HEWI 900.50.41540 | https://catalog.hewi.com/en/p/9005041540 | https://catalog.hewi.com/storage/downloads/HEWI_900_50_41540_en.pdf
900.50.41560 | HEWI Mobile hinged support rail Duo | Duo mobile hinged support rail, System 900 - two parallel, round gripping levels arranged on top of each other - with toilet roll holder and radio-controlled toilet flushing mechanism - right-hand version - can be folded upwards and folded downwards with braked movement - for mobile use - for easy and flexible retrofitting on existing, preassembled mounting plate 900.50.00160, must be ordered separately - toolless and quick installation by simple attachment of the hinged support rail - secured by fixing screw to prevent unintentional removal - blue button (wave symbol) for triggering the toilet flushing mechanism - transmission frequency 868.4 MHz - suitable for radio-controlled toilet flushing systems made by Geberit, Friatec, Mepa, Sanit, Viega, TECE and Grohe - projection 750 mm, 210 mm high and 101 mm wide, top rail diameter 33.7 mm, bottom rail diameter 25 mm - weight capacity up to 100 kg - made of stainless steel, powder-coated in HEWI colours DX (matt white), DC (matt black) and SC (matt dark grey pearl mica) - floor supports 900.50.02060 and 900.50.02160 for retrofitting - produced in accordance with CE- and UKCA-Regulation (EU) 2017/745 on medical devices - fulfils the requirements applicable in Belgium (CWATUPE, WVG Vlaanderen) regarding the projection of the hinged support rail at the toilet Article no.: HEWI 900.50.41560 | https://catalog.hewi.com/en/p/9005041560 | https://catalog.hewi.com/storage/downloads/HEWI_900_50_41560_en.pdf
900.50.415XA | HEWI Mobile hinged support rail Duo | Duo mobile hinged support rail, System 900 - two parallel, round gripping levels arranged on top of each other - with toilet roll holder and radio-controlled toilet flushing mechanism - right-hand version - can be folded upwards and folded downwards with braked movement - for mobile use - for easy and flexible retrofitting on existing, preassembled mounting plate 900.50.001XA, must be ordered separately - toolless and quick installation by simple attachment of the hinged support rail - secured by fixing screw to prevent unintentional removal - blue button (wave symbol) for triggering the toilet flushing mechanism - transmission frequency 868.4 MHz - suitable for radio-controlled toilet flushing systems made by Geberit, Friatec, Mepa, Sanit, Viega, TECE and Grohe - projection 750 mm, 210 mm high and 101 mm wide, top rail diameter 33.7 mm, bottom rail diameter 25 mm - weight capacity up to 100 kg - made of stainless steel, satin - floor supports 900.50.020XA and 900.50.021XA for retrofitting - produced in accordance with CE- and UKCA-Regulation (EU) 2017/745 on medical devices - fulfils the requirements applicable in Belgium (CWATUPE, WVG Vlaanderen) regarding the projection of the hinged support rail at the toilet Article no.: HEWI 900.50.415XA | https://catalog.hewi.com/en/p/90050415XA | https://catalog.hewi.com/storage/downloads/HEWI_900_50_415XA_en.pdf
900.50.41640 | HEWI Mobile hinged support rail Duo | Duo mobile hinged support rail, System 900 - two parallel, round gripping levels arranged on top of each other - with toilet roll holder and radio-controlled toilet flushing mechanism - right-hand version - can be folded upwards and folded downwards with braked movement - for mobile use - for easy and flexible retrofitting on existing, preassembled mounting plate 900.50.00140, must be ordered separately - toolless and quick installation by simple attachment of the hinged support rail - secured by fixing screw to prevent unintentional removal - blue button (wave symbol) for triggering the toilet flushing mechanism - transmission frequency 868.4 MHz - suitable for radio-controlled toilet flushing systems made by Geberit, Friatec, Mepa, Sanit, Viega, TECE and Grohe - projection 850 mm, 210 mm high and 101 mm wide, top rail diameter 33.7 mm, bottom rail diameter 25 mm - weight capacity up to 100 kg - made of stainless steel, chrome - floor supports 900.50.02040 and 900.50.02140 for retrofitting - produced in accordance with CE- and UKCA-Regulation (EU) 2017/745 on medical devices - fulfils the DIN 18040, ÖNORM B1600/1601 and SIA 500 requirements Article no.: HEWI 900.50.41640 | https://catalog.hewi.com/en/p/9005041640 | https://catalog.hewi.com/storage/downloads/HEWI_900_50_41640_en.pdf
900.50.41660 | HEWI Mobile hinged support rail Duo | Duo mobile hinged support rail, System 900 - two parallel, round gripping levels arranged on top of each other - with toilet roll holder and radio-controlled toilet flushing mechanism - right-hand version - can be folded upwards and folded downwards with braked movement - for mobile use - for easy and flexible retrofitting on existing, preassembled mounting plate 900.50.00160, must be ordered separately - toolless and quick installation by simple attachment of the hinged support rail - secured by fixing screw to prevent unintentional removal - blue button (wave symbol) for triggering the toilet flushing mechanism - transmission frequency 868.4 MHz - suitable for radio-controlled toilet flushing systems made by Geberit, Friatec, Mepa, Sanit, Viega, TECE and Grohe - projection 850 mm, 210 mm high and 101 mm wide, top rail diameter 33.7 mm, bottom rail diameter 25 mm - weight capacity up to 100 kg - made of stainless steel, powder-coated in HEWI colours DX (matt white), DC (matt black) and SC (matt dark grey pearl mica) - floor supports 900.50.02060 and 900.50.02160 for retrofitting - produced in accordance with CE- and UKCA-Regulation (EU) 2017/745 on medical devices - fulfils the DIN 18040, ÖNORM B1600/1601 and SIA 500 requirements Article no.: HEWI 900.50.41660 | https://catalog.hewi.com/en/p/9005041660 | https://catalog.hewi.com/storage/downloads/HEWI_900_50_41660_en.pdf
900.50.416XA | HEWI Mobile hinged support rail Duo | Duo mobile hinged support rail, System 900 - two parallel, round gripping levels arranged on top of each other - with toilet roll holder and radio-controlled toilet flushing mechanism - right-hand version - can be folded upwards and folded downwards with braked movement - for mobile use - for easy and flexible retrofitting on existing, preassembled mounting plate 900.50.001XA, must be ordered separately - toolless and quick installation by simple attachment of the hinged support rail - secured by fixing screw to prevent unintentional removal - blue button (wave symbol) for triggering the toilet flushing mechanism - transmission frequency 868.4 MHz - suitable for radio-controlled toilet flushing systems made by Geberit, Friatec, Mepa, Sanit, Viega, TECE and Grohe - projection 850 mm, 210 mm high and 101 mm wide, top rail diameter 33.7 mm, bottom rail diameter 25 mm - weight capacity up to 100 kg - made of stainless steel, satin - floor supports 900.50.020XA and 900.50.021XA for retrofitting - produced in accordance with CE- and UKCA-Regulation (EU) 2017/745 on medical devices - fulfils the DIN 18040, ÖNORM B1600/1601 and SIA 500 requirements Article no.: HEWI 900.50.416XA | https://catalog.hewi.com/en/p/90050416XA | https://catalog.hewi.com/storage/downloads/HEWI_900_50_416XA_en.pdf
900.50.41740 | HEWI Mobile hinged support rail Duo | Duo mobile hinged support rail, System 900 - two parallel, round gripping levels arranged on top of each other - with toilet roll holder and radio-controlled toilet flushing mechanism - right-hand version - can be folded upwards and folded downwards with braked movement - for mobile use - for easy and flexible retrofitting on existing, preassembled mounting plate 900.50.00140, must be ordered separately - toolless and quick installation by simple attachment of the hinged support rail - secured by fixing screw to prevent unintentional removal - blue button (wave symbol) for triggering the toilet flushing mechanism - transmission frequency 868.4 MHz - suitable for radio-controlled toilet flushing systems made by Geberit, Friatec, Mepa, Sanit, Viega, TECE and Grohe - projection 900 mm, 210 mm high and 101 mm wide, top rail diameter 33.7 mm, bottom rail diameter 25 mm - weight capacity up to 100 kg - made of stainless steel, chrome - floor supports 900.50.02040 and 900.50.02140 for retrofitting - produced in accordance with CE- and UKCA-Regulation (EU) 2017/745 on medical devices - fulfils the ÖNORM B1600/1601 requirements Article no.: HEWI 900.50.41740 | https://catalog.hewi.com/en/p/9005041740 | https://catalog.hewi.com/storage/downloads/HEWI_900_50_41740_en.pdf
900.50.41760 | HEWI Mobile hinged support rail Duo | Duo mobile hinged support rail, System 900 - two parallel, round gripping levels arranged on top of each other - with toilet roll holder and radio-controlled toilet flushing mechanism - right-hand version - can be folded upwards and folded downwards with braked movement - for mobile use - for easy and flexible retrofitting on existing, preassembled mounting plate 900.50.00160, must be ordered separately - toolless and quick installation by simple attachment of the hinged support rail - secured by fixing screw to prevent unintentional removal - blue button (wave symbol) for triggering the toilet flushing mechanism - transmission frequency 868.4 MHz - suitable for radio-controlled toilet flushing systems made by Geberit, Friatec, Mepa, Sanit, Viega, TECE and Grohe - projection 900 mm, 210 mm high and 101 mm wide, top rail diameter 33.7 mm, bottom rail diameter 25 mm - weight capacity up to 100 kg - made of stainless steel, powder-coated in HEWI colours DX (matt white), DC (matt black) and SC (matt dark grey pearl mica) - floor supports 900.50.02060 and 900.50.02160 for retrofitting - produced in accordance with CE- and UKCA-Regulation (EU) 2017/745 on medical devices - fulfils the ÖNORM B1600/1601 requirements Article no.: HEWI 900.50.41760 | https://catalog.hewi.com/en/p/9005041760 | https://catalog.hewi.com/storage/downloads/HEWI_900_50_41760_en.pdf
900.50.417XA | HEWI Mobile hinged support rail Duo | Duo mobile hinged support rail, System 900 - two parallel, round gripping levels arranged on top of each other - with toilet roll holder and radio-controlled toilet flushing mechanism - right-hand version - can be folded upwards and folded downwards with braked movement - for mobile use - for easy and flexible retrofitting on existing, preassembled mounting plate 900.50.001XA, must be ordered separately - toolless and quick installation by simple attachment of the hinged support rail - secured by fixing screw to prevent unintentional removal - blue button (wave symbol) for triggering the toilet flushing mechanism - transmission frequency 868.4 MHz - suitable for radio-controlled toilet flushing systems made by Geberit, Friatec, Mepa, Sanit, Viega, TECE and Grohe - projection 900 mm, 210 mm high and 101 mm wide, top rail diameter 33.7 mm, bottom rail diameter 25 mm - weight capacity up to 100 kg - made of stainless steel, satin - floor supports 900.50.020XA and 900.50.021XA for retrofitting - produced in accordance with CE- and UKCA-Regulation (EU) 2017/745 on medical devices - fulfils the ÖNORM B1600/1601 requirements Article no.: HEWI 900.50.417XA | https://catalog.hewi.com/en/p/90050417XA | https://catalog.hewi.com/storage/downloads/HEWI_900_50_417XA_en.pdf
900.50.41840 | HEWI Mobile hinged support rail Duo | Duo mobile hinged support rail, System 900 - two parallel, round gripping levels arranged on top of each other - with radio-controlled toilet flushing mechanism - left-hand version - can be folded upwards and folded downwards with braked movement - for mobile use - for easy and flexible retrofitting on existing, preassembled mounting plate 900.50.00140, must be ordered separately - toolless and quick installation by simple attachment of the hinged support rail - secured by fixing screw to prevent unintentional removal - blue button (wave symbol) for triggering the toilet flushing mechanism - transmission frequency 868.4 MHz - suitable for radio-controlled toilet flushing systems made by Geberit, Friatec, Mepa, Sanit, Viega, TECE and Grohe - projection 700 mm, 210 mm high and 101 mm wide, top rail diameter 33.7 mm, bottom rail diameter 25 mm - weight capacity up to 100 kg - made of stainless steel, chrome - floor supports 900.50.02040 and 900.50.02140 for retrofitting - produced in accordance with CE- and UKCA-Regulation (EU) 2017/745 on medical devices - fulfils the ÖNORM B1600/1601 and SIA 500 requirements Article no.: HEWI 900.50.41840 | https://catalog.hewi.com/en/p/9005041840 | https://catalog.hewi.com/storage/downloads/HEWI_900_50_41840_en.pdf
900.50.41860 | HEWI Mobile hinged support rail Duo | Duo mobile hinged support rail, System 900 - two parallel, round gripping levels arranged on top of each other - with radio-controlled toilet flushing mechanism - left-hand version - can be folded upwards and folded downwards with braked movement - for mobile use - for easy and flexible retrofitting on existing, preassembled mounting plate 900.50.00160, must be ordered separately - toolless and quick installation by simple attachment of the hinged support rail - secured by fixing screw to prevent unintentional removal - blue button (wave symbol) for triggering the toilet flushing mechanism - transmission frequency 868.4 MHz - suitable for radio-controlled toilet flushing systems made by Geberit, Friatec, Mepa, Sanit, Viega, TECE and Grohe - projection 700 mm, 210 mm high and 101 mm wide, top rail diameter 33.7 mm, bottom rail diameter 25 mm - weight capacity up to 100 kg - made of stainless steel, powder-coated in HEWI colours DX (matt white), DC (matt black) and SC (matt dark grey pearl mica) - floor supports 900.50.02060 and 900.50.02160 for retrofitting - produced in accordance with CE- and UKCA-Regulation (EU) 2017/745 on medical devices - fulfils the ÖNORM B1600/1601 and SIA 500 requirements Article no.: HEWI 900.50.41860 | https://catalog.hewi.com/en/p/9005041860 | https://catalog.hewi.com/storage/downloads/HEWI_900_50_41860_en.pdf
900.50.418XA | HEWI Mobile hinged support rail Duo | Duo mobile hinged support rail, System 900 - two parallel, round gripping levels arranged on top of each other - with radio-controlled toilet flushing mechanism - left-hand version - can be folded upwards and folded downwards with braked movement - for mobile use - for easy and flexible retrofitting on existing, preassembled mounting plate 900.50.001XA, must be ordered separately - toolless and quick installation by simple attachment of the hinged support rail - secured by fixing screw to prevent unintentional removal - blue button (wave symbol) for triggering the toilet flushing mechanism - transmission frequency 868.4 MHz - suitable for radio-controlled toilet flushing systems made by Geberit, Friatec, Mepa, Sanit, Viega, TECE and Grohe - projection 700 mm, 210 mm high and 101 mm wide, top rail diameter 33.7 mm, bottom rail diameter 25 mm - weight capacity up to 100 kg - made of stainless steel, satin - floor supports 900.50.020XA and 900.50.021XA for retrofitting - produced in accordance with CE- and UKCA-Regulation (EU) 2017/745 on medical devices - fulfils the ÖNORM B1600/1601 and SIA 500 requirements Article no.: HEWI 900.50.418XA | https://catalog.hewi.com/en/p/90050418XA | https://catalog.hewi.com/storage/downloads/HEWI_900_50_418XA_en.pdf
900.50.41940 | HEWI Mobile hinged support rail Duo | Duo mobile hinged support rail, System 900 - two parallel, round gripping levels arranged on top of each other - with radio-controlled toilet flushing mechanism - left-hand version - can be folded upwards and folded downwards with braked movement - for mobile use - for easy and flexible retrofitting on existing, preassembled mounting plate 900.50.00140, must be ordered separately - toolless and quick installation by simple attachment of the hinged support rail - secured by fixing screw to prevent unintentional removal - blue button (wave symbol) for triggering the toilet flushing mechanism - transmission frequency 868.4 MHz - suitable for radio-controlled toilet flushing systems made by Geberit, Friatec, Mepa, Sanit, Viega, TECE and Grohe - projection 750 mm, 210 mm high and 101 mm wide, top rail diameter 33.7 mm, bottom rail diameter 25 mm - weight capacity up to 100 kg - made of stainless steel, chrome - floor supports 900.50.02040 and 900.50.02140 for retrofitting - produced in accordance with CE- and UKCA-Regulation (EU) 2017/745 on medical devices - fulfils the requirements applicable in Belgium (CWATUPE, WVG Vlaanderen) regarding the projection of the hinged support rail at the toilet Article no.: HEWI 900.50.41940 | https://catalog.hewi.com/en/p/9005041940 | https://catalog.hewi.com/storage/downloads/HEWI_900_50_41940_en.pdf
900.50.41960 | HEWI Mobile hinged support rail Duo | Duo mobile hinged support rail, System 900 - two parallel, round gripping levels arranged on top of each other - with radio-controlled toilet flushing mechanism - left-hand version - can be folded upwards and folded downwards with braked movement - for mobile use - for easy and flexible retrofitting on existing, preassembled mounting plate 900.50.00160, must be ordered separately - toolless and quick installation by simple attachment of the hinged support rail - secured by fixing screw to prevent unintentional removal - blue button (wave symbol) for triggering the toilet flushing mechanism - transmission frequency 868.4 MHz - suitable for radio-controlled toilet flushing systems made by Geberit, Friatec, Mepa, Sanit, Viega, TECE and Grohe - projection 750 mm, 210 mm high and 101 mm wide, top rail diameter 33.7 mm, bottom rail diameter 25 mm - weight capacity up to 100 kg - made of stainless steel, powder-coated in HEWI colours DX (matt white), DC (matt black) and SC (matt dark grey pearl mica) - floor supports 900.50.02060 and 900.50.02160 for retrofitting - produced in accordance with CE- and UKCA-Regulation (EU) 2017/745 on medical devices - fulfils the requirements applicable in Belgium (CWATUPE, WVG Vlaanderen) regarding the projection of the hinged support rail at the toilet Article no.: HEWI 900.50.41960 | https://catalog.hewi.com/en/p/9005041960 | https://catalog.hewi.com/storage/downloads/HEWI_900_50_41960_en.pdf
900.50.419XA | HEWI Mobile hinged support rail Duo | Duo mobile hinged support rail, System 900 - two parallel, round gripping levels arranged on top of each other - with radio-controlled toilet flushing mechanism - left-hand version - can be folded upwards and folded downwards with braked movement - for mobile use - for easy and flexible retrofitting on existing, preassembled mounting plate 900.50.001XA, must be ordered separately - toolless and quick installation by simple attachment of the hinged support rail - secured by fixing screw to prevent unintentional removal - blue button (wave symbol) for triggering the toilet flushing mechanism - transmission frequency 868.4 MHz - suitable for radio-controlled toilet flushing systems made by Geberit, Friatec, Mepa, Sanit, Viega, TECE and Grohe - projection 750 mm, 210 mm high and 101 mm wide, top rail diameter 33.7 mm, bottom rail diameter 25 mm - weight capacity up to 100 kg - made of stainless steel, satin - floor supports 900.50.020XA and 900.50.021XA for retrofitting - produced in accordance with CE- and UKCA-Regulation (EU) 2017/745 on medical devices - fulfils the requirements applicable in Belgium (CWATUPE, WVG Vlaanderen) regarding the projection of the hinged support rail at the toilet Article no.: HEWI 900.50.419XA | https://catalog.hewi.com/en/p/90050419XA | https://catalog.hewi.com/storage/downloads/HEWI_900_50_419XA_en.pdf
900.50.42040 | HEWI Mobile hinged support rail Duo | Duo mobile hinged support rail, System 900 - two parallel, round gripping levels arranged on top of each other - with radio-controlled toilet flushing mechanism - left-hand version - can be folded upwards and folded downwards with braked movement - for mobile use - for easy and flexible retrofitting on existing, preassembled mounting plate 900.50.00140, must be ordered separately - toolless and quick installation by simple attachment of the hinged support rail - secured by fixing screw to prevent unintentional removal - blue button (wave symbol) for triggering the toilet flushing mechanism - transmission frequency 868.4 MHz - suitable for radio-controlled toilet flushing systems made by Geberit, Friatec, Mepa, Sanit, Viega, TECE and Grohe - projection 850 mm, 210 mm high and 101 mm wide, top rail diameter 33.7 mm, bottom rail diameter 25 mm - weight capacity up to 100 kg - made of stainless steel, chrome - floor supports 900.50.02040 and 900.50.02140 for retrofitting - produced in accordance with CE- and UKCA-Regulation (EU) 2017/745 on medical devices - fulfils the DIN 18040, ÖNORM B1600/1601 and SIA 500 requirements Article no.: HEWI 900.50.42040 | https://catalog.hewi.com/en/p/9005042040 | https://catalog.hewi.com/storage/downloads/HEWI_900_50_42040_en.pdf
900.50.42060 | HEWI Mobile hinged support rail Duo | Duo mobile hinged support rail, System 900 - two parallel, round gripping levels arranged on top of each other - with radio-controlled toilet flushing mechanism - left-hand version - can be folded upwards and folded downwards with braked movement - for mobile use - for easy and flexible retrofitting on existing, preassembled mounting plate 900.50.00160, must be ordered separately - toolless and quick installation by simple attachment of the hinged support rail - secured by fixing screw to prevent unintentional removal - blue button (wave symbol) for triggering the toilet flushing mechanism - transmission frequency 868.4 MHz - suitable for radio-controlled toilet flushing systems made by Geberit, Friatec, Mepa, Sanit, Viega, TECE and Grohe - projection 850 mm, 210 mm high and 101 mm wide, top rail diameter 33.7 mm, bottom rail diameter 25 mm - weight capacity up to 100 kg - made of stainless steel, powder-coated in HEWI colours DX (matt white), DC (matt black) and SC (matt dark grey pearl mica) - floor supports 900.50.02060 and 900.50.02160 for retrofitting - produced in accordance with CE- and UKCA-Regulation (EU) 2017/745 on medical devices - fulfils the DIN 18040, ÖNORM B1600/1601 and SIA 500 requirements Article no.: HEWI 900.50.42060 | https://catalog.hewi.com/en/p/9005042060 | https://catalog.hewi.com/storage/downloads/HEWI_900_50_42060_en.pdf
900.50.420XA | HEWI Mobile hinged support rail Duo | Duo mobile hinged support rail, System 900 - two parallel, round gripping levels arranged on top of each other - with radio-controlled toilet flushing mechanism - left-hand version - can be folded upwards and folded downwards with braked movement - for mobile use - for easy and flexible retrofitting on existing, preassembled mounting plate 900.50.001XA, must be ordered separately - toolless and quick installation by simple attachment of the hinged support rail - secured by fixing screw to prevent unintentional removal - blue button (wave symbol) for triggering the toilet flushing mechanism - transmission frequency 868.4 MHz - suitable for radio-controlled toilet flushing systems made by Geberit, Friatec, Mepa, Sanit, Viega, TECE and Grohe - projection 850 mm, 210 mm high and 101 mm wide, top rail diameter 33.7 mm, bottom rail diameter 25 mm - weight capacity up to 100 kg - made of stainless steel, satin - floor supports 900.50.020XA and 900.50.021XA for retrofitting - produced in accordance with CE- and UKCA-Regulation (EU) 2017/745 on medical devices - fulfils the DIN 18040, ÖNORM B1600/1601 and SIA 500 requirements Article no.: HEWI 900.50.420XA | https://catalog.hewi.com/en/p/90050420XA | https://catalog.hewi.com/storage/downloads/HEWI_900_50_420XA_en.pdf
900.50.42140 | HEWI Mobile hinged support rail Duo | Duo mobile hinged support rail, System 900 - two parallel, round gripping levels arranged on top of each other - with radio-controlled toilet flushing mechanism - left-hand version - can be folded upwards and folded downwards with braked movement - for mobile use - for easy and flexible retrofitting on existing, preassembled mounting plate 900.50.00140, must be ordered separately - toolless and quick installation by simple attachment of the hinged support rail - secured by fixing screw to prevent unintentional removal - blue button (wave symbol) for triggering the toilet flushing mechanism - transmission frequency 868.4 MHz - suitable for radio-controlled toilet flushing systems made by Geberit, Friatec, Mepa, Sanit, Viega, TECE and Grohe - projection 900 mm, 210 mm high and 101 mm wide, top rail diameter 33.7 mm, bottom rail diameter 25 mm - weight capacity up to 100 kg - made of stainless steel, chrome - floor supports 900.50.02040 and 900.50.02140 for retrofitting - produced in accordance with CE- and UKCA-Regulation (EU) 2017/745 on medical devices - fulfils the ÖNORM B1600/1601 requirements Article no.: HEWI 900.50.42140 | https://catalog.hewi.com/en/p/9005042140 | https://catalog.hewi.com/storage/downloads/HEWI_900_50_42140_en.pdf
900.50.42160 | HEWI Mobile hinged support rail Duo | Duo mobile hinged support rail, System 900 - two parallel, round gripping levels arranged on top of each other - with radio-controlled toilet flushing mechanism - left-hand version - can be folded upwards and folded downwards with braked movement - for mobile use - for easy and flexible retrofitting on existing, preassembled mounting plate 900.50.00160, must be ordered separately - toolless and quick installation by simple attachment of the hinged support rail - secured by fixing screw to prevent unintentional removal - blue button (wave symbol) for triggering the toilet flushing mechanism - transmission frequency 868.4 MHz - suitable for radio-controlled toilet flushing systems made by Geberit, Friatec, Mepa, Sanit, Viega, TECE and Grohe - projection 900 mm, 210 mm high and 101 mm wide, top rail diameter 33.7 mm, bottom rail diameter 25 mm - weight capacity up to 100 kg - made of stainless steel, powder-coated in HEWI colours DX (matt white), DC (matt black) and SC (matt dark grey pearl mica) - floor supports 900.50.02060 and 900.50.02160 for retrofitting - produced in accordance with CE- and UKCA-Regulation (EU) 2017/745 on medical devices - fulfils the ÖNORM B1600/1601 requirements Article no.: HEWI 900.50.42160 | https://catalog.hewi.com/en/p/9005042160 | https://catalog.hewi.com/storage/downloads/HEWI_900_50_42160_en.pdf
900.50.421XA | HEWI Mobile hinged support rail Duo | Duo mobile hinged support rail, System 900 - two parallel, round gripping levels arranged on top of each other - with radio-controlled toilet flushing mechanism - left-hand version - can be folded upwards and folded downwards with braked movement - for mobile use - for easy and flexible retrofitting on existing, preassembled mounting plate 900.50.001XA, must be ordered separately - toolless and quick installation by simple attachment of the hinged support rail - secured by fixing screw to prevent unintentional removal - blue button (wave symbol) for triggering the toilet flushing mechanism - transmission frequency 868.4 MHz - suitable for radio-controlled toilet flushing systems made by Geberit, Friatec, Mepa, Sanit, Viega, TECE and Grohe - projection 900 mm, 210 mm high and 101 mm wide, top rail diameter 33.7 mm, bottom rail diameter 25 mm - weight capacity up to 100 kg - made of stainless steel, satin - floor supports 900.50.020XA and 900.50.021XA for retrofitting - produced in accordance with CE- and UKCA-Regulation (EU) 2017/745 on medical devices - fulfils the ÖNORM B1600/1601 requirements Article no.: HEWI 900.50.421XA | https://catalog.hewi.com/en/p/90050421XA | https://catalog.hewi.com/storage/downloads/HEWI_900_50_421XA_en.pdf
900.50.42240 | HEWI Mobile hinged support rail Duo | Duo mobile hinged support rail, System 900 - two parallel, round gripping levels arranged on top of each other - with radio-controlled toilet flushing mechanism - right-hand version - can be folded upwards and folded downwards with braked movement - for mobile use - for easy and flexible retrofitting on existing, preassembled mounting plate 900.50.00140, must be ordered separately - toolless and quick installation by simple attachment of the hinged support rail - secured by fixing screw to prevent unintentional removal - blue button (wave symbol) for triggering the toilet flushing mechanism - transmission frequency 868.4 MHz - suitable for radio-controlled toilet flushing systems made by Geberit, Friatec, Mepa, Sanit, Viega, TECE and Grohe - projection 700 mm, 210 mm high and 101 mm wide, top rail diameter 33.7 mm, bottom rail diameter 25 mm - weight capacity up to 100 kg - made of stainless steel, chrome - floor supports 900.50.02040 and 900.50.02140 for retrofitting - produced in accordance with CE- and UKCA-Regulation (EU) 2017/745 on medical devices - fulfils the ÖNORM B1600/1601 and SIA 500 requirements Article no.: HEWI 900.50.42240 | https://catalog.hewi.com/en/p/9005042240 | https://catalog.hewi.com/storage/downloads/HEWI_900_50_42240_en.pdf
900.50.42260 | HEWI Mobile hinged support rail Duo | Duo mobile hinged support rail, System 900 - two parallel, round gripping levels arranged on top of each other - with radio-controlled toilet flushing mechanism - right-hand version - can be folded upwards and folded downwards with braked movement - for mobile use - for easy and flexible retrofitting on existing, preassembled mounting plate 900.50.00160, must be ordered separately - toolless and quick installation by simple attachment of the hinged support rail - secured by fixing screw to prevent unintentional removal - blue button (wave symbol) for triggering the toilet flushing mechanism - transmission frequency 868.4 MHz - suitable for radio-controlled toilet flushing systems made by Geberit, Friatec, Mepa, Sanit, Viega, TECE and Grohe - projection 700 mm, 210 mm high and 101 mm wide, top rail diameter 33.7 mm, bottom rail diameter 25 mm - weight capacity up to 100 kg - made of stainless steel, powder-coated in HEWI colours DX (matt white), DC (matt black) and SC (matt dark grey pearl mica) - floor supports 900.50.02060 and 900.50.02160 for retrofitting - produced in accordance with CE- and UKCA-Regulation (EU) 2017/745 on medical devices - fulfils the ÖNORM B1600/1601 and SIA 500 requirements Article no.: HEWI 900.50.42260 | https://catalog.hewi.com/en/p/9005042260 | https://catalog.hewi.com/storage/downloads/HEWI_900_50_42260_en.pdf
900.50.422XA | HEWI Mobile hinged support rail Duo | Duo mobile hinged support rail, System 900 - two parallel, round gripping levels arranged on top of each other - with radio-controlled toilet flushing mechanism - right-hand version - can be folded upwards and folded downwards with braked movement - for mobile use - for easy and flexible retrofitting on existing, preassembled mounting plate 900.50.001XA, must be ordered separately - toolless and quick installation by simple attachment of the hinged support rail - secured by fixing screw to prevent unintentional removal - blue button (wave symbol) for triggering the toilet flushing mechanism - transmission frequency 868.4 MHz - suitable for radio-controlled toilet flushing systems made by Geberit, Friatec, Mepa, Sanit, Viega, TECE and Grohe - projection 700 mm, 210 mm high and 101 mm wide, top rail diameter 33.7 mm, bottom rail diameter 25 mm - weight capacity up to 100 kg - made of stainless steel, satin - floor supports 900.50.020XA and 900.50.021XA for retrofitting - produced in accordance with CE- and UKCA-Regulation (EU) 2017/745 on medical devices - fulfils the ÖNORM B1600/1601 and SIA 500 requirements Article no.: HEWI 900.50.422XA | https://catalog.hewi.com/en/p/90050422XA | https://catalog.hewi.com/storage/downloads/HEWI_900_50_422XA_en.pdf
900.50.42340 | HEWI Mobile hinged support rail Duo | Duo mobile hinged support rail, System 900 - two parallel, round gripping levels arranged on top of each other - with radio-controlled toilet flushing mechanism - right-hand version - can be folded upwards and folded downwards with braked movement - for mobile use - for easy and flexible retrofitting on existing, preassembled mounting plate 900.50.00140, must be ordered separately - toolless and quick installation by simple attachment of the hinged support rail - secured by fixing screw to prevent unintentional removal - blue button (wave symbol) for triggering the toilet flushing mechanism - transmission frequency 868.4 MHz - suitable for radio-controlled toilet flushing systems made by Geberit, Friatec, Mepa, Sanit, Viega, TECE and Grohe - projection 750 mm, 210 mm high and 101 mm wide, top rail diameter 33.7 mm, bottom rail diameter 25 mm - weight capacity up to 100 kg - made of stainless steel, chrome - floor supports 900.50.02040 and 900.50.02140 for retrofitting - produced in accordance with CE- and UKCA-Regulation (EU) 2017/745 on medical devices - fulfils the requirements applicable in Belgium (CWATUPE, WVG Vlaanderen) regarding the projection of the hinged support rail at the toilet Article no.: HEWI 900.50.42340 | https://catalog.hewi.com/en/p/9005042340 | https://catalog.hewi.com/storage/downloads/HEWI_900_50_42340_en.pdf
900.50.42360 | HEWI Mobile hinged support rail Duo | Duo mobile hinged support rail, System 900 - two parallel, round gripping levels arranged on top of each other - with radio-controlled toilet flushing mechanism - right-hand version - can be folded upwards and folded downwards with braked movement - for mobile use - for easy and flexible retrofitting on existing, preassembled mounting plate 900.50.00160, must be ordered separately - toolless and quick installation by simple attachment of the hinged support rail - secured by fixing screw to prevent unintentional removal - blue button (wave symbol) for triggering the toilet flushing mechanism - transmission frequency 868.4 MHz - suitable for radio-controlled toilet flushing systems made by Geberit, Friatec, Mepa, Sanit, Viega, TECE and Grohe - projection 750 mm, 210 mm high and 101 mm wide, top rail diameter 33.7 mm, bottom rail diameter 25 mm - weight capacity up to 100 kg - made of stainless steel, powder-coated in HEWI colours DX (matt white), DC (matt black) and SC (matt dark grey pearl mica) - floor supports 900.50.02060 and 900.50.02160 for retrofitting - produced in accordance with CE- and UKCA-Regulation (EU) 2017/745 on medical devices - fulfils the requirements applicable in Belgium (CWATUPE, WVG Vlaanderen) regarding the projection of the hinged support rail at the toilet Article no.: HEWI 900.50.42360 | https://catalog.hewi.com/en/p/9005042360 | https://catalog.hewi.com/storage/downloads/HEWI_900_50_42360_en.pdf
900.50.423XA | HEWI Mobile hinged support rail Duo | Duo mobile hinged support rail, System 900 - two parallel, round gripping levels arranged on top of each other - with radio-controlled toilet flushing mechanism - right-hand version - can be folded upwards and folded downwards with braked movement - for mobile use - for easy and flexible retrofitting on existing, preassembled mounting plate 900.50.001XA, must be ordered separately - toolless and quick installation by simple attachment of the hinged support rail - secured by fixing screw to prevent unintentional removal - blue button (wave symbol) for triggering the toilet flushing mechanism - transmission frequency 868.4 MHz - suitable for radio-controlled toilet flushing systems made by Geberit, Friatec, Mepa, Sanit, Viega, TECE and Grohe - projection 750 mm, 210 mm high and 101 mm wide, top rail diameter 33.7 mm, bottom rail diameter 25 mm - weight capacity up to 100 kg - made of stainless steel, satin - floor supports 900.50.020XA and 900.50.021XA for retrofitting - produced in accordance with CE- and UKCA-Regulation (EU) 2017/745 on medical devices - fulfils the requirements applicable in Belgium (CWATUPE, WVG Vlaanderen) regarding the projection of the hinged support rail at the toilet Article no.: HEWI 900.50.423XA | https://catalog.hewi.com/en/p/90050423XA | https://catalog.hewi.com/storage/downloads/HEWI_900_50_423XA_en.pdf
900.50.42440 | HEWI Mobile hinged support rail Duo | Duo mobile hinged support rail, System 900 - two parallel, round gripping levels arranged on top of each other - with radio-controlled toilet flushing mechanism - right-hand version - can be folded upwards and folded downwards with braked movement - for mobile use - for easy and flexible retrofitting on existing, preassembled mounting plate 900.50.00140, must be ordered separately - toolless and quick installation by simple attachment of the hinged support rail - secured by fixing screw to prevent unintentional removal - blue button (wave symbol) for triggering the toilet flushing mechanism - transmission frequency 868.4 MHz - suitable for radio-controlled toilet flushing systems made by Geberit, Friatec, Mepa, Sanit, Viega, TECE and Grohe - projection 850 mm, 210 mm high and 101 mm wide, top rail diameter 33.7 mm, bottom rail diameter 25 mm - weight capacity up to 100 kg - made of stainless steel, chrome - floor supports 900.50.02040 and 900.50.02140 for retrofitting - produced in accordance with CE- and UKCA-Regulation (EU) 2017/745 on medical devices - fulfils the DIN 18040, ÖNORM B1600/1601 and SIA 500 requirements Article no.: HEWI 900.50.42440 | https://catalog.hewi.com/en/p/9005042440 | https://catalog.hewi.com/storage/downloads/HEWI_900_50_42440_en.pdf
900.50.42460 | HEWI Mobile hinged support rail Duo | Duo mobile hinged support rail, System 900 - two parallel, round gripping levels arranged on top of each other - with radio-controlled toilet flushing mechanism - right-hand version - can be folded upwards and folded downwards with braked movement - for mobile use - for easy and flexible retrofitting on existing, preassembled mounting plate 900.50.00160, must be ordered separately - toolless and quick installation by simple attachment of the hinged support rail - secured by fixing screw to prevent unintentional removal - blue button (wave symbol) for triggering the toilet flushing mechanism - transmission frequency 868.4 MHz - suitable for radio-controlled toilet flushing systems made by Geberit, Friatec, Mepa, Sanit, Viega, TECE and Grohe - projection 850 mm, 210 mm high and 101 mm wide, top rail diameter 33.7 mm, bottom rail diameter 25 mm - weight capacity up to 100 kg - made of stainless steel, powder-coated in HEWI colours DX (matt white), DC (matt black) and SC (matt dark grey pearl mica) - floor supports 900.50.02060 and 900.50.02160 for retrofitting - produced in accordance with CE- and UKCA-Regulation (EU) 2017/745 on medical devices - fulfils the DIN 18040, ÖNORM B1600/1601 and SIA 500 requirements Article no.: HEWI 900.50.42460 | https://catalog.hewi.com/en/p/9005042460 | https://catalog.hewi.com/storage/downloads/HEWI_900_50_42460_en.pdf
900.50.424XA | HEWI Mobile hinged support rail Duo | Duo mobile hinged support rail, System 900 - two parallel, round gripping levels arranged on top of each other - with radio-controlled toilet flushing mechanism - right-hand version - can be folded upwards and folded downwards with braked movement - for mobile use - for easy and flexible retrofitting on existing, preassembled mounting plate 900.50.001XA, must be ordered separately - toolless and quick installation by simple attachment of the hinged support rail - secured by fixing screw to prevent unintentional removal - blue button (wave symbol) for triggering the toilet flushing mechanism - transmission frequency 868.4 MHz - suitable for radio-controlled toilet flushing systems made by Geberit, Friatec, Mepa, Sanit, Viega, TECE and Grohe - projection 850 mm, 210 mm high and 101 mm wide, top rail diameter 33.7 mm, bottom rail diameter 25 mm - weight capacity up to 100 kg - made of stainless steel, satin - floor supports 900.50.020XA and 900.50.021XA for retrofitting - produced in accordance with CE- and UKCA-Regulation (EU) 2017/745 on medical devices - fulfils the DIN 18040, ÖNORM B1600/1601 and SIA 500 requirements Article no.: HEWI 900.50.424XA | https://catalog.hewi.com/en/p/90050424XA | https://catalog.hewi.com/storage/downloads/HEWI_900_50_424XA_en.pdf
900.50.42540 | HEWI Mobile hinged support rail Duo | Duo mobile hinged support rail, System 900 - two parallel, round gripping levels arranged on top of each other - with radio-controlled toilet flushing mechanism - right-hand version - can be folded upwards and folded downwards with braked movement - for mobile use - for easy and flexible retrofitting on existing, preassembled mounting plate 900.50.00140, must be ordered separately - toolless and quick installation by simple attachment of the hinged support rail - secured by fixing screw to prevent unintentional removal - blue button (wave symbol) for triggering the toilet flushing mechanism - transmission frequency 868.4 MHz - suitable for radio-controlled toilet flushing systems made by Geberit, Friatec, Mepa, Sanit, Viega, TECE and Grohe - projection 900 mm, 210 mm high and 101 mm wide, top rail diameter 33.7 mm, bottom rail diameter 25 mm - weight capacity up to 100 kg - made of stainless steel, chrome - floor supports 900.50.02040 and 900.50.02140 for retrofitting - produced in accordance with CE- and UKCA-Regulation (EU) 2017/745 on medical devices - fulfils the ÖNORM B1600/1601 requirements Article no.: HEWI 900.50.42540 | https://catalog.hewi.com/en/p/9005042540 | https://catalog.hewi.com/storage/downloads/HEWI_900_50_42540_en.pdf
900.50.42560 | HEWI Mobile hinged support rail Duo | Duo mobile hinged support rail, System 900 - two parallel, round gripping levels arranged on top of each other - with radio-controlled toilet flushing mechanism - right-hand version - can be folded upwards and folded downwards with braked movement - for mobile use - for easy and flexible retrofitting on existing, preassembled mounting plate 900.50.00160, must be ordered separately - toolless and quick installation by simple attachment of the hinged support rail - secured by fixing screw to prevent unintentional removal - blue button (wave symbol) for triggering the toilet flushing mechanism - transmission frequency 868.4 MHz - suitable for radio-controlled toilet flushing systems made by Geberit, Friatec, Mepa, Sanit, Viega, TECE and Grohe - projection 900 mm, 210 mm high and 101 mm wide, top rail diameter 33.7 mm, bottom rail diameter 25 mm - weight capacity up to 100 kg - made of stainless steel, powder-coated in HEWI colours DX (matt white), DC (matt black) and SC (matt dark grey pearl mica) - floor supports 900.50.02060 and 900.50.02160 for retrofitting - produced in accordance with CE- and UKCA-Regulation (EU) 2017/745 on medical devices - fulfils the ÖNORM B1600/1601 requirements Article no.: HEWI 900.50.42560 | https://catalog.hewi.com/en/p/9005042560 | https://catalog.hewi.com/storage/downloads/HEWI_900_50_42560_en.pdf
900.50.425XA | HEWI Mobile hinged support rail Duo | Duo mobile hinged support rail, System 900 - two parallel, round gripping levels arranged on top of each other - with radio-controlled toilet flushing mechanism - right-hand version - can be folded upwards and folded downwards with braked movement - for mobile use - for easy and flexible retrofitting on existing, preassembled mounting plate 900.50.001XA, must be ordered separately - toolless and quick installation by simple attachment of the hinged support rail - secured by fixing screw to prevent unintentional removal - blue button (wave symbol) for triggering the toilet flushing mechanism - transmission frequency 868.4 MHz - suitable for radio-controlled toilet flushing systems made by Geberit, Friatec, Mepa, Sanit, Viega, TECE and Grohe - projection 900 mm, 210 mm high and 101 mm wide, top rail diameter 33.7 mm, bottom rail diameter 25 mm - weight capacity up to 100 kg - made of stainless steel, satin - floor supports 900.50.020XA and 900.50.021XA for retrofitting - produced in accordance with CE- and UKCA-Regulation (EU) 2017/745 on medical devices - fulfils the ÖNORM B1600/1601 requirements Article no.: HEWI 900.50.425XA | https://catalog.hewi.com/en/p/90050425XA | https://catalog.hewi.com/storage/downloads/HEWI_900_50_425XA_en.pdf
900.50B21640 | HEWI Hinged support rail | Swing-up grab bar, System 900 - with a horizontal, round handle level - for holding, supporting and raising the patient - can be folded upwards and folded downwards with braking - permanently smooth-running, low-maintenance joint, preset in the factory - 600 mm projection, 259 mm high and 78 mm wide, bar diameter 33 mm - load capacity up to 100 kg - wall plate and extension arm made of high-quality synthetic material in HEWI colours 98 (signal white) and 92 (anthracite grey) - top grab bar made of metal, chrome-plated - for mounting with corrosion-free and tested HEWI fixing material for different wall constructions (to be ordered separately) - sealing tape for sealing the fixing points is included in the scope of delivery - not suitable for use in wet areas (shower) - produced in accordance with CE- and UKCA-Regulation (EU) 2017/745 on medical devices - meets the requirements of DIN 18040 Article no.: HEWI 900.50B21640 | https://catalog.hewi.com/en/p/90050B21640 | https://catalog.hewi.com/storage/downloads/HEWI_900_50B21640_en.pdf
900.50B216XA | HEWI Hinged support rail | Swing-up grab bar, System 900 - with a horizontal, round handle level - for holding, supporting and raising the patient - can be folded upwards and folded downwards with braking - permanently smooth-running, low-maintenance joint, preset in the factory - 600 mm projection, 259 mm high and 78 mm wide, bar diameter 33 mm - load capacity up to 100 kg - wall plate and extension arm made of high-quality synthetic material in HEWI colours 98 (signal white) and 92 (anthracite grey) - top grab bar made of metal, in stainless steel look - for mounting with corrosion-free and tested HEWI fixing material for different wall constructions (to be ordered separately) - sealing tape for sealing the fixing points is included in the scope of delivery - produced in accordance with CE- and UKCA-Regulation (EU) 2017/745 on medical devices - meets the requirements of DIN 18040 Article no.: HEWI 900.50B216XA | https://catalog.hewi.com/en/p/90050B216XA | https://catalog.hewi.com/storage/downloads/HEWI_900_50B216XA_en.pdf
900.50B21740 | HEWI Hinged support rail | Swing-up grab bar, System 900 - with a horizontal, round handle level - for holding, supporting and raising the patient - can be folded upwards and folded downwards with braking - permanently smooth-running, low-maintenance joint, preset in the factory - 700 mm projection, 259 mm high and 78 mm wide, bar diameter 33 mm - load capacity up to 100 kg - wall plate and extension arm made of high-quality synthetic material in HEWI colours 98 (signal white) and 92 (anthracite grey) - top grab bar made of metal, chrome-plated - for mounting with corrosion-free and tested HEWI fixing material for different wall constructions (to be ordered separately) - sealing tape for sealing the fixing points is included in the scope of delivery - not suitable for use in wet areas (shower) - produced in accordance with CE- and UKCA-Regulation (EU) 2017/745 on medical devices Article no.: HEWI 900.50B21740 | https://catalog.hewi.com/en/p/90050B21740 | https://catalog.hewi.com/storage/downloads/HEWI_900_50B21740_en.pdf
900.50B217XA | HEWI Hinged support rail | Swing-up grab bar, System 900 - with a horizontal, round handle level - for holding, supporting and raising the patient - can be folded upwards and folded downwards with braking - permanently smooth-running, low-maintenance joint, preset in the factory - 700 mm projection, 259 mm high and 78 mm wide, bar diameter 33 mm - load capacity up to 100 kg - wall plate and extension arm made of high-quality synthetic material in HEWI colours 98 (signal white) and 92 (anthracite grey) - top grab bar made of metal, in stainless steel look - for mounting with corrosion-free and tested HEWI fixing material for different wall constructions (to be ordered separately) - sealing tape for sealing the fixing points is included in the scope of delivery - produced in accordance with CE- and UKCA-Regulation (EU) 2017/745 on medical devices Article no.: HEWI 900.50B217XA | https://catalog.hewi.com/en/p/90050B217XA | https://catalog.hewi.com/storage/downloads/HEWI_900_50B217XA_en.pdf
900.50B21840 | HEWI Hinged support rail | Swing-up grab bar, System 900 - with a horizontal, round handle level - for holding, supporting and raising the patient - can be folded upwards and folded downwards with braking - permanently smooth-running, low-maintenance joint, preset in the factory - 850 mm projection, 259 mm high and 78 mm wide, bar diameter 33 mm - load capacity up to 100 kg - wall plate and extension arm made of high-quality synthetic material in HEWI colours 98 (signal white) and 92 (anthracite grey) - top grab bar made of metal, chrome-plated - for mounting with corrosion-free and tested HEWI fixing material for different wall constructions (to be ordered separately) - sealing tape for sealing the fixing points is included in the scope of delivery - not suitable for use in wet areas (shower) - produced in accordance with CE- and UKCA-Regulation (EU) 2017/745 on medical devices - meets the requirements of DIN 18040, ÖNORM B1600/1601 and SIA 500 Article no.: HEWI 900.50B21840 | https://catalog.hewi.com/en/p/90050B21840 | https://catalog.hewi.com/storage/downloads/HEWI_900_50B21840_en.pdf
900.50B218XA | HEWI Hinged support rail | Swing-up grab bar, System 900 - with a horizontal, round handle level - for holding, supporting and raising the patient - can be folded upwards and folded downwards with braking - permanently smooth-running, low-maintenance joint, preset in the factory - 850 mm projection, 259 mm high and 78 mm wide, bar diameter 33 mm - load capacity up to 100 kg - wall plate and extension arm made of high-quality synthetic material in HEWI colours 98 (signal white) and 92 (anthracite grey) - top grab bar made of metal, in stainless steel look - for mounting with corrosion-free and tested HEWI fixing material for different wall constructions (to be ordered separately) - sealing tape for sealing the fixing points is included in the scope of delivery - produced in accordance with CE- and UKCA-Regulation (EU) 2017/745 on medical devices - meets the requirements of DIN 18040, ÖNORM B1600/1601 and SIA 500 Article no.: HEWI 900.50B218XA | https://catalog.hewi.com/en/p/90050B218XA | https://catalog.hewi.com/storage/downloads/HEWI_900_50B218XA_en.pdf
900.51.00140 | HEWI Mounting plate | Mounting plate for mobile seats, System 900 - rectangular mounting plate with knurled screw - used to hold and fixing the mobile seats 900.51.4... - 163 mm wide, 109 mm high, 15.6 mm deep - made of stainless steel, chrome - for mounting with non-corrosive and tested HEWI fixing materials for different wall systems (to be ordered separately) - sealing tape and sealing discs for sealing the fixing points according to DIN 18534 are included in the scope of delivery Article no.: HEWI 900.51.00140 | https://catalog.hewi.com/en/p/9005100140 | https://catalog.hewi.com/storage/downloads/HEWI_900_51_00140_en.pdf
900.51.00160 | HEWI Mounting plate | Mounting plate for mobile seats, System 900 - rectangular mounting plate with knurled screw - used to hold and fixing the mobile seats 900.51.4... - 163 mm wide, 109 mm high, 15.6 mm deep - made of high-quality stainless steel, powder-coated in HEWI colours DX (matt white), DC (matt black) and SC (matt dark grey pearl mica) - for mounting with non-corrosive and tested HEWI fixing materials for different wall systems (to be ordered separately) - sealing tape and sealing discs for sealing the fixing points according to DIN 18534 are included in the scope of delivery Article no.: HEWI 900.51.00160 | https://catalog.hewi.com/en/p/9005100160 | https://catalog.hewi.com/storage/downloads/HEWI_900_51_00160_en.pdf
900.51.001XA | HEWI Mounting plate | Mounting plate for mobile seats, System 900 - rectangular mounting plate with knurled screw - used to hold and fixing the mobile seats 900.51.4... - 163 mm wide, 109 mm high, 15.6 mm deep - made of stainless steel, satin - for mounting with non-corrosive and tested HEWI fixing materials for different wall systems (to be ordered separately) - sealing tape and sealing discs for sealing the fixing points according to DIN 18534 are included in the scope of delivery Article no.: HEWI 900.51.001XA | https://catalog.hewi.com/en/p/90051001XA | https://catalog.hewi.com/storage/downloads/HEWI_900_51_001XA_en.pdf
900.51.00240 | HEWI Wall plate cover for mounting plate | Cover for mounting plate of the mobile seats, System 900 - rectangular cover - used to cover installed mounting plates by simply hooking it in - 163 mm wide, 109 mm high, 13 mm deep - cover frame made of high-quality polyamide in HEWI colour 98 (signal white) and 92 (anthracite grey) - face plate made of high-quality stainless steel, mirror polished Article no.: HEWI 900.51.00240 | https://catalog.hewi.com/en/p/9005100240 | https://catalog.hewi.com/storage/downloads/HEWI_900_51_00240_en.pdf
900.51.00260 | HEWI Wall plate cover for mounting plate | Cover for mounting plate of the mobile seats, System 900 - rectangular cover - used to cover installed mounting plates by simply hooking it in - 163 mm wide, 109 mm high, 13 mm deep - face plate made of high-quality stainless steel, powder-coated in the HEWI colour CV (matt black) with cover frame in matt black polyamide or powder-coated in the HEWI colour AS (matt white) with cover frame in matt white polyamide Article no.: HEWI 900.51.00260 | https://catalog.hewi.com/en/p/9005100260 | https://catalog.hewi.com/storage/downloads/HEWI_900_51_00260_en.pdf
900.51.002XA | HEWI Wall plate cover for mounting plate | Cover for mounting plate of the mobile seats, System 900 - rectangular cover - used to cover installed mounting plates by simply hooking it in - 163 mm wide, 109 mm high, 13 mm deep - cover frame made of high-quality polyamide in HEWI colour 98 (signal white) and 92 (anthracite grey) - face plate made of stainless steel, satin Article no.: HEWI 900.51.002XA | https://catalog.hewi.com/en/p/90051002XA | https://catalog.hewi.com/storage/downloads/HEWI_900_51_002XA_en.pdf
900.51.00340 | HEWI Mounting plate with cover | Mounting plate with cover for the mobile seats, System 900 - rectangular mounting plate with matching, rectangular cover - used to hold the mobile seats 900.51.4... - 163 mm wide, 109 mm high, 18 mm deep - mounting plate made of stainless steel - for mounting with non-corrosive and tested HEWI fixing materials for different wall systems (to be ordered separately) - sealing tape and sealing discs for sealing the fixing points according to DIN 18534 are included in the scope of delivery - cover frame made of high-quality polyamide in HEWI colours 98 (signal white) and 92 (anthracite grey) - cover face plate made of high-quality stainless steel, mirror polished Article no.: HEWI 900.51.00340 | https://catalog.hewi.com/en/p/9005100340 | https://catalog.hewi.com/storage/downloads/HEWI_900_51_00340_en.pdf
900.51.00360 | HEWI Mounting plate with cover | Mounting plate with cover for the mobile seats, System 900 - rectangular mounting plate with matching, rectangular cover - used to hold the mobile seats 900.51.4... - 163 mm wide, 109 mm high, 18 mm deep - mounting plate made of high-quality stainless steel, powder-coated in the HEWI colour CV (matt black) and ER (matt dark grey pearl mica) with cover frame in matt black polyamide or powder-coated in the HEWI colour AS (matt white) with cover frame in matt white polyamide - cover face plate made of high-quality stainless steel, colour matching to frame, powder-coated in HEWI colours AS (matt white) and, CV (matt black) - for mounting with non-corrosive and tested HEWI fixing materials for different wall systems (to be ordered separately) - sealing tape and sealing discs for sealing the fixing points according to DIN 18534 are included in the scope of delivery Article no.: HEWI 900.51.00360 | https://catalog.hewi.com/en/p/9005100360 | https://catalog.hewi.com/storage/downloads/HEWI_900_51_00360_en.pdf
900.51.003XA | HEWI Mounting plate with cover | Mounting plate with cover for the mobile seats, System 900 - rectangular mounting plate with matching, rectangular cover - used to hold the mobile seats 900.51.4... - 163 mm wide, 109 mm high, 18 mm deep - mounting plate made of stainless steel - for mounting with non-corrosive and tested HEWI fixing materials for different wall systems (to be ordered separately) - sealing tape and sealing discs for sealing the fixing points according to DIN 18534 are included in the scope of delivery - cover frame made of high-quality polyamide in HEWI colours 98 (signal white) and 92 (anthracite grey) - face plate of the cover made of stainless steel, satin Article no.: HEWI 900.51.003XA | https://catalog.hewi.com/en/p/90051003XA | https://catalog.hewi.com/storage/downloads/HEWI_900_51_003XA_en.pdf
900.51.10060 | HEWI Removable hanging seat | Hook-on seat, System 900 - construction consisting of seat, backrest and hook-on device - reinforcement of the seat and hook-on device made of aluminium, powder coated in HEWI colours AS (matt white), CV (matt black) and AF (anthracite grey matt) - slip-resistant, textured seat and backrest made of matt synthetic material in colour of the hook-on device - seat can be folded up to save space - for hooking onto HEWI shower grab rails and support rails with diameter 30, 32 and 33 mm - weight capacity up to 150 kg - 350 mm wide, 526 mm deep and 533 mm high - seat 350 mm wide and 340 mm deep - product weight: 8.0 kg - A detailed list of possible combinations of hand rails, L-shaped rails and shower handrails with matching hanging seats can be found in our online catalogue in the download area of the respective product. Article no.: HEWI 900.51.10060 | https://catalog.hewi.com/en/p/9005110060 | https://catalog.hewi.com/storage/downloads/HEWI_900_51_10060_en.pdf
900.51.10160 | HEWI Removable hanging seat | Suspended seat, System 900 - Construction consisting of seat, backrest, armrests and suspension device - Reinforcement of the seat and suspension device made of aluminium, powder-coated in the HEWI colours AS (white matt), CV (black matt) and AF (anthracite grey matt) - Anti-slip, structured seat and backrest made of matt plastic in the colour of the suspension device - Armrests made of matt plastic in the colour of the suspension device - Seat can be folded up to save space - Armrests can be folded up and down separately - For suspension in HEWI shower handrails and grab handles with diameters 30, 32 and 33 mm - Seat can be loaded up to 150 kg - 596 mm wide, 543 mm deep and 533 mm high - Seat 350 mm wide and 340 mm deep - Product weight: 11.9 kg - A detailed list of possible combinations of hand rails, L-shaped rails and shower handrails with matching hanging seats can be found in our online catalogue in the download area of the respective product. Article no.: HEWI 900.51.10160 | https://catalog.hewi.com/en/p/9005110160 | https://catalog.hewi.com/storage/downloads/HEWI_900_51_10160_en.pdf
900.51.10260 | HEWI Removable hanging seat | Hook-on seat, System 900 - construction consisting of seat, backrest and hook-on device - reinforcement of the seat and hook-on device made of aluminium, powder coated in HEWI colours AS (matt white), CV (matt black) and AF (anthracite grey matt) - slip-resistant, textured seat and backrest made of matt synthetic material in colour of the hook-on device - seat can be folded up to save space - for hooking onto HEWI shower grab rails and support rails with diameter 30, 32 and 33 mm - weight capacity up to 150 kg - 450 mm wide, 637 mm deep and 533 mm high - seat 450 mm wide and 450 mm deep - product weight: 8.8 kg - fulfils the DIN 18040 and ÖNORM B1600/1601 requirements - A detailed list of possible combinations of hand rails, L-shaped rails and shower handrails with matching hanging seats can be found in our online catalogue in the download area of the respective product. Article no.: HEWI 900.51.10260 | https://catalog.hewi.com/en/p/9005110260 | https://catalog.hewi.com/storage/downloads/HEWI_900_51_10260_en.pdf
900.51.10360 | HEWI Removable hanging seat | Suspended seat, System 900 - Construction comprising seat, backrest, armrests and suspension device - Reinforced seat and suspension device made of aluminium, powder-coated in HEWI colours AS (white matt), CV (black matt) and AF (anthracite grey matt) - Anti-slip, structured seat and backrest made of matt plastic in the colour of the suspension device - Armrests made of matt plastic in the colour of the suspension device - Seat can be folded up to save space - Armrests can be folded up and down separately - For suspension in HEWI shower handrails and grab handles with diameters 30, 32 and 33 mm - Seat surface can be loaded up to 150 kg - 596 mm wide, 637 mm deep and 533 mm high - Seat surface 450 mm wide and 450 mm deep - Product weight: 12.7 kg - Meets the requirements according to DIN 18040 and ÖNORM B1600/1601 - A detailed list of possible combinations of hand rails, L-shaped rails and shower handrails with matching hanging seats can be found in our online catalogue in the download area of the respective product. Article no.: HEWI 900.51.10360 | https://catalog.hewi.com/en/p/9005110360 | https://catalog.hewi.com/storage/downloads/HEWI_900_51_10360_en.pdf
900.51.10460 | HEWI Removable hanging seat | Hook-on seat, System 900 - construction consisting of seat, backrest and hook-on device - reinforcement of the seat and hook-on device made of aluminium, powder coated in HEWI colours AS (matt white), CV (matt black) and AF (anthracite grey matt) - slip-resistant, textured seat and backrest made of matt synthetic material in colour of the hook-on device - seat with hygiene cutout can be folded up to save space - for hooking onto HEWI shower grab rails and support rails with diameter 30, 32 and 33 mm - weight capacity up to 150 kg - 450 mm wide, 637 mm deep and 533 mm high - seat 450 mm wide and 450 mm deep - product weight: 8.8 kg - fulfils the DIN 18040 and ÖNORM B1600/1601 requirements - A detailed list of possible combinations of hand rails, L-shaped rails and shower handrails with matching hanging seats can be found in our online catalogue in the download area of the respective product. Article no.: HEWI 900.51.10460 | https://catalog.hewi.com/en/p/9005110460 | https://catalog.hewi.com/storage/downloads/HEWI_900_51_10460_en.pdf
900.51.10560 | HEWI Removable hanging seat | Suspended seat, System 900 - Construction comprising seat, backrest, armrests and suspension device - Reinforced seat and suspension device made of aluminium, powder-coated in HEWI colours AS (white matt), CV (black matt) and AF (anthracite grey matt) - Anti-slip, structured seat and backrest made of matt plastic in the colour of the suspension device - Armrests made of matt plastic in the colour of the suspension device - Seat with hygiene cut-out can be folded up to save space - Armrests can be folded up and down separately - For suspension in HEWI shower handrails and handles with diameters 30, 32 and 33 mm - Seat surface can be loaded up to 150 kg - 596 mm wide, 637 mm deep and 533 mm high - Seat surface 450 mm wide and 450 mm deep - Product weight: 12.7 kg - Meets the requirements according to DIN 18040 and ÖNORM B1600/1601 - A detailed list of possible combinations of hand rails, L-shaped rails and shower handrails with matching hanging seats can be found in our online catalogue in the download area of the respective product. Article no.: HEWI 900.51.10560 | https://catalog.hewi.com/en/p/9005110560 | https://catalog.hewi.com/storage/downloads/HEWI_900_51_10560_en.pdf
900.51.10660 | HEWI Removable hanging seat | Hook-on seat, System 900 - construction consisting of seat, backrest and hook-on device - reinforcement of the seat and hook-on device made of aluminium, powder coated in HEWI colours AS (matt white), CV (matt black) and AF (anthracite grey matt) - slip-resistant, textured seat and backrest made of matt synthetic material in colour of the hook-on device - seat can be folded up to save space - for hooking onto HEWI shower grab rails and support rails with diameter 30, 32 and 33 mm - weight capacity up to 150 kg - 350 mm wide, 526 mm deep and 443 mm high - seat 350 mm wide and 340 mm deep - product weight: 7.7 kg - A detailed list of possible combinations of hand rails, L-shaped rails and shower handrails with matching hanging seats can be found in our online catalogue in the download area of the respective product. Article no.: HEWI 900.51.10660 | https://catalog.hewi.com/en/p/9005110660 | https://catalog.hewi.com/storage/downloads/HEWI_900_51_10660_en.pdf
900.51.10760 | HEWI Removable hanging seat | Suspended seat, System 900 - Construction consisting of seat, backrest, armrests and suspension device - Reinforcement of the seat and suspension device made of aluminium, powder-coated in HEWI colours AS (white matt), CV (black matt) and AF (anthracite grey matt) - Anti-slip, structured seat and backrest made of matt plastic in the colour of the suspension device - Armrests made of matt plastic in the colour of the suspension device - Seat can be folded up to save space - Armrests can be folded up and down separately - For suspension in HEWI shower handrails and grab rails with diameters 30, 32 and 33 mm - Seat can be loaded up to 150 kg - 596 mm wide, 543 mm deep and 443 mm high - Seat 350 mm wide and 340 mm deep - Product weight: 11.6 kg - A detailed list of possible combinations of hand rails, L-shaped rails and shower handrails with matching hanging seats can be found in our online catalogue in the download area of the respective product. Article no.: HEWI 900.51.10760 | https://catalog.hewi.com/en/p/9005110760 | https://catalog.hewi.com/storage/downloads/HEWI_900_51_10760_en.pdf
900.51.10860 | HEWI Removable hanging seat | Hook-on seat, System 900 - construction consisting of seat, backrest and hook-on device - reinforcement of the seat and hook-on device made of aluminium, powder coated in HEWI colours AS (matt white), CV (matt black) and AF (anthracite grey matt) - slip-resistant, textured seat and backrest made of matt synthetic material in colour of the hook-on device - seat can be folded up to save space - for hooking onto HEWI shower grab rails and support rails with diameter 30, 32 and 33 mm - weight capacity up to 150 kg - 450 mm wide, 637 mm deep and 443 mm high - seat 450 mm wide and 450 mm deep - product weight: 8.5 kg - fulfils the SIA 500 requirements - A detailed list of possible combinations of hand rails, L-shaped rails and shower handrails with matching hanging seats can be found in our online catalogue in the download area of the respective product. Article no.: HEWI 900.51.10860 | https://catalog.hewi.com/en/p/9005110860 | https://catalog.hewi.com/storage/downloads/HEWI_900_51_10860_en.pdf
900.51.10960 | HEWI Removable hanging seat | Suspended seat, System 900 - Construction consisting of seat, backrest, armrests and suspension device - Reinforced seat surface and suspension device made of aluminium, powder-coated in HEWI colours AS (white matt), CV (black matt) and AF (anthracite grey matt) - Anti-slip, structured seat surface and backrest made of matt plastic in the colour of the suspension device - Armrests made of matt plastic in the colour of the suspension device - Seat surface can be folded up to save space - Armrests can be folded up and down separately - For suspension in HEWI shower handrails and grab handles with diameters 30, 32 and 33 mm - Seat surface can be loaded up to 150 kg - 596 mm wide, 637 mm deep and 443 mm high - Seat surface 450 mm wide and 450 mm deep - Product weight: 12.4 kg - Meets the requirements according to SIA 500 - A detailed list of possible combinations of hand rails, L-shaped rails and shower handrails with matching hanging seats can be found in our online catalogue in the download area of the respective product. Article no.: HEWI 900.51.10960 | https://catalog.hewi.com/en/p/9005110960 | https://catalog.hewi.com/storage/downloads/HEWI_900_51_10960_en.pdf
900.51.11060 | HEWI Removable hanging seat | Hook-on seat, System 900 - construction consisting of seat, backrest and hook-on device - reinforcement of the seat and hook-on device made of aluminium, powder coated in HEWI colours AS (matt white), CV (matt black) and AF (anthracite grey matt) - slip-resistant, textured seat and backrest made of matt synthetic material in colour of the hook-on device - seat with hygiene cutout can be folded up to save space - for hooking onto HEWI shower grab rails and support rails with diameter 30, 32 and 33 mm - weight capacity up to 150 kg - 450 mm wide, 637 mm deep and 443 mm high - seat 450 mm wide and 450 mm deep - product weight: 8.5 kg - fulfils the SIA 500 requirements - A detailed list of possible combinations of hand rails, L-shaped rails and shower handrails with matching hanging seats can be found in our online catalogue in the download area of the respective product. Article no.: HEWI 900.51.11060 | https://catalog.hewi.com/en/p/9005111060 | https://catalog.hewi.com/storage/downloads/HEWI_900_51_11060_en.pdf
900.51.11160 | HEWI Removable hanging seat | Suspended seat, System 900 - Construction comprising seat, backrest, armrests and suspension device - Reinforced seat and suspension device made of aluminium, powder-coated in HEWI colours AS (white matt), CV (black matt) and AF (anthracite grey matt) - Anti-slip, structured seat and backrest made of matt plastic in the colour of the suspension device - Armrests made of matt plastic in the colour of the suspension device - Seat with hygiene cut-out can be folded up to save space - Armrests can be folded up and down separately - For suspension in HEWI shower handrails and handles with diameters 30, 32 and 33 mm - Seat surface can be loaded up to 150 kg - 596 mm wide, 637 mm deep and 443 mm high - Seat surface 450 mm wide and 450 mm deep - Product weight: 12.4 kg - Meets the requirements according to SIA 500 - A detailed list of possible combinations of hand rails, L-shaped rails and shower handrails with matching hanging seats can be found in our online catalogue in the download area of the respective product. Article no.: HEWI 900.51.11160 | https://catalog.hewi.com/en/p/9005111160 | https://catalog.hewi.com/storage/downloads/HEWI_900_51_11160_en.pdf
900.51.11260 | HEWI Removable hanging seat | Hook-on seat, System 900 - construction consisting of seat, backrest and hook-on device - reinforcement of the seat and hook-on device made of aluminium, powder coated in HEWI colours AS (matt white), CV (matt black) and AF (anthracite grey matt) - slip-resistant, textured seat and backrest made of matt synthetic material in colour of the hook-on device - seat can be folded up to save space - for hooking onto HEWI shower grab rails and support rails with diameter 30, 32 and 33 mm - weight capacity up to 150 kg - 450 mm wide, 649 mm deep and 533 mm high - seat 450 mm wide and 450 mm deep - product weight: 9.7 kg - fulfils the requirements to Britsh-Standard BS 8300:2009+A1:2010/Dok M. - A detailed list of possible combinations of hand rails, L-shaped rails and shower handrails with matching hanging seats can be found in our online catalogue in the download area of the respective product. Article no.: HEWI 900.51.11260 | https://catalog.hewi.com/en/p/9005111260 | https://catalog.hewi.com/storage/downloads/HEWI_900_51_11260_en.pdf
900.51.11360 | HEWI Removable hanging seat | Suspended seat, System 900 - Construction comprising seat, backrest, armrests and suspension device - Reinforced seat and suspension device made of aluminium, powder-coated in HEWI colours AS (white matt), CV (black matt) and AF (anthracite grey matt) - Anti-slip, structured seat and backrest made of matt plastic in the colour of the suspension device - Armrests made of matt plastic in the colour of the suspension device - Seat with hygiene cut-out can be folded up to save space - Armrests can be folded up and down separately - For suspension in HEWI shower handrails and handles with diameters 30, 32 and 33 mm - Seat surface can be loaded up to 150 kg - 596 mm wide, 649 mm deep and 533 mm high - Seat surface 450 mm wide and 450 mm deep - Product weight: 13.6 kg - Meets the requirements according to BS standard BS 8300:2009+A1:2010/Doc M - A detailed list of possible combinations of hand rails, L-shaped rails and shower handrails with matching hanging seats can be found in our online catalogue in the download area of the respective product. Article no.: HEWI 900.51.11360 | https://catalog.hewi.com/en/p/9005111360 | https://catalog.hewi.com/storage/downloads/HEWI_900_51_11360_en.pdf
900.51.20040 | HEWI Hinged seat | Hinged seat, System 900 - construction consisting of wall bracket and continuous seat - slip-resistant, textured seat made of synthetic material in HEWI colours 98 (signal white) and 92 (anthracite grey) - reinforcement of the seat made of aluminium, powder coated in the colour of the seat - wall bracket made of stainless steel, chrome - seat can be folded up to save space - seat depth when folded up 77 mm - weight capacity up to 150 kg - 350 mm wide, 415 mm deep and 110 mm high - seat 350 mm wide and 340 mm deep - for mounting with non-corrosive and tested HEWI fixing materials for different wall systems (to be ordered separately) - sealing tape and sealing discs for sealing the fixing points according to DIN 18534 are included in the scope of delivery Article no.: HEWI 900.51.20040 | https://catalog.hewi.com/en/p/9005120040 | https://catalog.hewi.com/storage/downloads/HEWI_900_51_20040_en.pdf
900.51.20060 | HEWI Hinged seat | Hinged seat, System 900 - construction consisting of wall bracket and continuous seat - slip-resistant, textured seat made of synthetic material in HEWI colours 98 (signal white) and 90 (jet black) - reinforcement of the seat made of aluminium, powder coated in the colour of the seat - wall bracket made of high-quality stainless steel, powder-coated in the HEWI colour CV (matt black) and ER (matt dark grey pearl mica) with a black seat or powder-coated in the HEWI colour AS (matt white) with a white seat - seat can be folded up to save space - seat depth when folded up 77 mm - weight capacity up to 150 kg - 350 mm wide, 415 mm deep and 110 mm high - seat 350 mm wide and 340 mm deep - for mounting with non-corrosive and tested HEWI fixing materials for different wall systems (to be ordered separately) - sealing tape and sealing discs for sealing the fixing points according to DIN 18534 are included in the scope of delivery Article no.: HEWI 900.51.20060 | https://catalog.hewi.com/en/p/9005120060 | https://catalog.hewi.com/storage/downloads/HEWI_900_51_20060_en.pdf
900.51.200XA | HEWI Hinged seat | Hinged seat, System 900 - construction consisting of wall bracket and continuous seat - slip-resistant, textured seat made of synthetic material in HEWI colours 98 (signal white) and 92 (anthracite grey) - reinforcement of the seat made of aluminium, powder coated in the colour of the seat - wall bracket made of stainless steel, satin - seat can be folded up to save space - seat depth when folded up 77 mm - weight capacity up to 150 kg - 350 mm wide, 415 mm deep and 110 mm high - seat 350 mm wide and 340 mm deep - for mounting with non-corrosive and tested HEWI fixing materials for different wall systems (to be ordered separately) - sealing tape and sealing discs for sealing the fixing points according to DIN 18534 are included in the scope of delivery Article no.: HEWI 900.51.200XA | https://catalog.hewi.com/en/p/90051200XA | https://catalog.hewi.com/storage/downloads/HEWI_900_51_200XA_en.pdf
900.51.20140 | HEWI Hinged seat | Hinged seat, System 900 - construction consisting of wall bracket and continuous seat - slip-resistant, textured seat made of synthetic material in HEWI colours 98 (signal white) and 92 (anthracite grey) - reinforcement of the seat made of aluminium, powder coated in the colour of the seat - wall bracket made of stainless steel, chrome - seat can be folded up to save space - seat depth when folded up 77 mm - weight capacity up to 150 kg - with floor support for seat height 450-500 mm, powder coated in the colour of the seat - 350 mm wide, 415 mm deep and 110 mm high - seat 350 mm wide and 340 mm deep - for mounting with non-corrosive and tested HEWI fixing materials for different wall systems (to be ordered separately) - sealing tape and sealing discs for sealing the fixing points according to DIN 18534 are included in the scope of delivery Article no.: HEWI 900.51.20140 | https://catalog.hewi.com/en/p/9005120140 | https://catalog.hewi.com/storage/downloads/HEWI_900_51_20140_en.pdf
900.51.20160 | HEWI Hinged seat | Hinged seat, System 900 - construction consisting of wall bracket and continuous seat - slip-resistant, textured seat made of synthetic material in HEWI colours 98 (signal white) and 90 (jet black) - reinforcement of the seat made of aluminium, powder coated in the colour of the seat - wall bracket made of high-quality stainless steel, powder-coated in the HEWI colour CV (matt black) and ER (matt dark grey pearl mica) with a black seat or powder-coated in the HEWI colour AS (matt white) with a white seat - seat can be folded up to save space - seat depth when folded up 77 mm - weight capacity up to 150 kg - with floor support for seat height 450-500 mm, powder coated in the colour of the seat - 350 mm wide, 415 mm deep and 110 mm high - seat 350 mm wide and 340 mm deep - for mounting with non-corrosive and tested HEWI fixing materials for different wall systems (to be ordered separately) - sealing tape and sealing discs for sealing the fixing points according to DIN 18534 are included in the scope of delivery Article no.: HEWI 900.51.20160 | https://catalog.hewi.com/en/p/9005120160 | https://catalog.hewi.com/storage/downloads/HEWI_900_51_20160_en.pdf
900.51.201XA | HEWI Hinged seat | Hinged seat, System 900 - construction consisting of wall bracket and continuous seat - slip-resistant, textured seat made of synthetic material in HEWI colours 98 (signal white) and 92 (anthracite grey) - reinforcement of the seat made of aluminium, powder coated in the colour of the seat - wall bracket made of stainless steel, satin - seat can be folded up to save space - seat depth when folded up 77 mm - weight capacity up to 150 kg - with floor support for seat height 450-500 mm, powder coated in the colour of the seat - 350 mm wide, 415 mm deep and 110 mm high - seat 350 mm wide and 340 mm deep - for mounting with non-corrosive and tested HEWI fixing materials for different wall systems (to be ordered separately) - sealing tape and sealing discs for sealing the fixing points according to DIN 18534 are included in the scope of delivery Article no.: HEWI 900.51.201XA | https://catalog.hewi.com/en/p/90051201XA | https://catalog.hewi.com/storage/downloads/HEWI_900_51_201XA_en.pdf
900.51.20240 | HEWI Hinged seat | Hinged seat, System 900 - construction consisting of wall bracket and continuous seat - slip-resistant, textured seat made of synthetic material in HEWI colours 98 (signal white) and 92 (anthracite grey) - reinforcement of the seat made of aluminium, powder coated in the colour of the seat - wall bracket made of stainless steel, chrome - seat can be folded up to save space - seat depth when folded up 77 mm - weight capacity up to 150 kg - 450 mm wide, 525 mm deep and 112 mm high - seat 450 mm wide and 450 mm deep - for mounting with non-corrosive and tested HEWI fixing materials for different wall systems (to be ordered separately) - sealing tape and sealing discs for sealing the fixing points according to DIN 18534 are included in the scope of delivery - fulfils the DIN 18040, ÖNORM B1600/1601 and SIA 500 requirements Article no.: HEWI 900.51.20240 | https://catalog.hewi.com/en/p/9005120240 | https://catalog.hewi.com/storage/downloads/HEWI_900_51_20240_en.pdf
900.51.20260 | HEWI Hinged seat | Hinged seat, System 900 - construction consisting of wall bracket and continuous seat - slip-resistant, textured seat made of synthetic material in HEWI colours 98 (signal white) and 90 (jet black) - reinforcement of the seat made of aluminium, powder coated in the colour of the seat - wall bracket made of high-quality stainless steel, powder-coated in the HEWI colour CV (matt black) and ER (matt dark grey pearl mica) with a black seat or powder-coated in the HEWI colour AS (matt white) with a white seat - seat can be folded up to save space - seat depth when folded up 77 mm - weight capacity up to 150 kg - 450 mm wide, 525 mm deep and 112 mm high - seat 450 mm wide and 450 mm deep - for mounting with non-corrosive and tested HEWI fixing materials for different wall systems (to be ordered separately) - sealing tape and sealing discs for sealing the fixing points according to DIN 18534 are included in the scope of delivery - fulfils the DIN 18040, ÖNORM B1600/1601 and SIA 500 requirements Article no.: HEWI 900.51.20260 | https://catalog.hewi.com/en/p/9005120260 | https://catalog.hewi.com/storage/downloads/HEWI_900_51_20260_en.pdf
900.51.202XA | HEWI Hinged seat | Hinged seat, System 900 - construction consisting of wall bracket and continuous seat - slip-resistant, textured seat made of synthetic material in HEWI colours 98 (signal white) and 92 (anthracite grey) - reinforcement of the seat made of aluminium, powder coated in the colour of the seat - wall bracket made of stainless steel, satin - seat can be folded up to save space - seat depth when folded up 77 mm - weight capacity up to 150 kg - 450 mm wide, 525 mm deep and 112 mm high - seat 450 mm wide and 450 mm deep - for mounting with non-corrosive and tested HEWI fixing materials for different wall systems (to be ordered separately) - sealing tape and sealing discs for sealing the fixing points according to DIN 18534 are included in the scope of delivery - fulfils the DIN 18040, ÖNORM B1600/1601 and SIA 500 requirements Article no.: HEWI 900.51.202XA | https://catalog.hewi.com/en/p/90051202XA | https://catalog.hewi.com/storage/downloads/HEWI_900_51_202XA_en.pdf
900.51.20340 | HEWI Hinged seat | Hinged seat with backrest, System 900 - construction consisting of wall bracket, continuous seat and backrest to be mounted separately - hinged seat with slip-resistant, textured seat made of synthetic material in HEWI colours 98 (signal white) and 92 (anthracite grey) - reinforcement of the seat made of aluminium, powder coated in the colour of the seat - wall bracket made of stainless steel, chrome - seat can be folded up to save space - backrest with structured backrest made of synthetic material in HEWI colours 98 (signal white) and 92 (anthracite grey) - wall connection made of aluminium, powder coated in the colour of the backrest - weight capacity up to 150 kg - 450 mm wide, 650 mm deep and 532 mm high - seat 450 mm wide and 450 mm deep - for mounting with non-corrosive and tested HEWI fixing material - including fixing material of the backrest - fixing material of the seat for different wall systems (to be ordered separately) - sealing tape and sealing discs for sealing the fixing points according to DIN 18534 are included in the scope of delivery - fulfils the requirements to Britsh-Standard BS 8300:2009+A1:2010/Doc M Article no.: HEWI 900.51.20340 | https://catalog.hewi.com/en/p/9005120340 | https://catalog.hewi.com/storage/downloads/HEWI_900_51_20340_en.pdf
900.51.20360 | HEWI Hinged seat | Hinged seat with backrest, System 900 - construction consisting of wall bracket, continuous seat and backrest to be mounted separately - hinged seat with slip-resistant, textured seat made of synthetic material in HEWI colours 98 (signal white) and 90 (jet black) - reinforcement of the seat made of aluminium, powder coated in the colour of the seat - wall bracket made of high-quality stainless steel, powder-coated in the HEWI colour CV (matt black) and ER (matt dark grey pearl mica) with a black seat or powder-coated in the HEWI colour AS (matt white) with a white seat - seat can be folded up to save space - backrest with structured backrest made of synthetic material in HEWI colours 98 (signal white) and 90 (jet black) - wall connection made of aluminium, powder coated in the colour of the backrest - weight capacity up to 150 kg - 450 mm wide, 650 mm deep and 532 mm high - seat 450 mm wide and 450 mm deep - for mounting with non-corrosive and tested HEWI fixing material - including fixing material of the backrest - fixing material of the seat for different wall systems (to be ordered separately) - sealing tape and sealing discs for sealing the fixing points according to DIN 18534 are included in the scope of delivery - fulfils the requirements to Britsh-Standard BS 8300:2009+A1:2010/Doc M Article no.: HEWI 900.51.20360 | https://catalog.hewi.com/en/p/9005120360 | https://catalog.hewi.com/storage/downloads/HEWI_900_51_20360_en.pdf
900.51.203XA | HEWI Hinged seat | Hinged seat with backrest, System 900 - construction consisting of wall bracket, continuous seat and backrest to be mounted separately - hinged seat with slip-resistant, textured seat made of synthetic material in HEWI colours 98 (signal white) and 92 (anthracite grey) - reinforcement of the seat made of aluminium, powder coated in the colour of the seat - wall bracket made of stainless steel, satin - seat can be folded up to save space - backrest with structured backrest made of synthetic material in HEWI colours 98 (signal white) and 92 (anthracite grey) - wall connection made of aluminium, powder coated in the colour of the backrest - weight capacity up to 150 kg - 450 mm wide, 650 mm deep and 532 mm high - seat 450 mm wide and 450 mm deep - for mounting with non-corrosive and tested HEWI fixing material - including fixing material of the backrest - fixing material of the seat for different wall systems (to be ordered separately) - sealing tape and sealing discs for sealing the fixing points according to DIN 18534 are included in the scope of delivery - fulfils the requirements to Britsh-Standard BS 8300:2009+A1:2010/Doc M Article no.: HEWI 900.51.203XA | https://catalog.hewi.com/en/p/90051203XA | https://catalog.hewi.com/storage/downloads/HEWI_900_51_203XA_en.pdf
900.51.20440 | HEWI Hinged seat | Hinged seat, System 900 - construction consisting of wall bracket and continuous seat - slip-resistant, textured seat made of synthetic material in HEWI colours 98 (signal white) and 92 (anthracite grey) - reinforcement of the seat made of aluminium, powder coated in the colour of the seat - wall bracket made of stainless steel, chrome - seat with hygiene cutout can be folded up to save space - seat depth when folded up 77 mm - weight capacity up to 150 kg - 450 mm wide, 525 mm deep and 112 mm high - seat 450 mm wide and 450 mm deep - for mounting with non-corrosive and tested HEWI fixing materials for different wall systems (to be ordered separately) - sealing tape and sealing discs for sealing the fixing points according to DIN 18534 are included in the scope of delivery - fulfils the DIN 18040, ÖNORM B1600/1601 and SIA 500 requirements Article no.: HEWI 900.51.20440 | https://catalog.hewi.com/en/p/9005120440 | https://catalog.hewi.com/storage/downloads/HEWI_900_51_20440_en.pdf
900.51.20460 | HEWI Hinged seat | Hinged seat, System 900 - construction consisting of wall bracket and continuous seat - slip-resistant, textured seat made of synthetic material in HEWI colours 98 (signal white) and 90 (jet black) - reinforcement of the seat made of aluminium, powder coated in the colour of the seat - wall bracket made of high-quality stainless steel, powder-coated in the HEWI colour CV (matt black) and ER (matt dark grey pearl mica) with a black seat or powder-coated in the HEWI colour AS (matt white) with a white seat - seat with hygiene cutout can be folded up to save space - seat depth when folded up 77 mm - weight capacity up to 150 kg - 450 mm wide, 525 mm deep and 112 mm high - seat 450 mm wide and 450 mm deep - for mounting with non-corrosive and tested HEWI fixing materials for different wall systems (to be ordered separately) - sealing tape and sealing discs for sealing the fixing points according to DIN 18534 are included in the scope of delivery - fulfils the DIN 18040, ÖNORM B1600/1601 and SIA 500 requirements Article no.: HEWI 900.51.20460 | https://catalog.hewi.com/en/p/9005120460 | https://catalog.hewi.com/storage/downloads/HEWI_900_51_20460_en.pdf
900.51.204XA | HEWI Hinged seat | Hinged seat, System 900 - construction consisting of wall bracket and continuous seat - slip-resistant, textured seat made of synthetic material in HEWI colours 98 (signal white) and 92 (anthracite grey) - reinforcement of the seat made of aluminium, powder coated in the colour of the seat - wall bracket made of stainless steel, satin - seat with hygiene cutout can be folded up to save space - seat depth when folded up 77 mm - weight capacity up to 150 kg - 450 mm wide, 525 mm deep and 112 mm high - seat 450 mm wide and 450 mm deep - for mounting with non-corrosive and tested HEWI fixing materials for different wall systems (to be ordered separately) - sealing tape and sealing discs for sealing the fixing points according to DIN 18534 are included in the scope of delivery - fulfils the DIN 18040, ÖNORM B1600/1601 and SIA 500 requirements Article no.: HEWI 900.51.204XA | https://catalog.hewi.com/en/p/90051204XA | https://catalog.hewi.com/storage/downloads/HEWI_900_51_204XA_en.pdf
900.51.20540 | HEWI Hinged seat | Hinged seat, System 900 - construction consisting of wall bracket and continuous seat - slip-resistant, textured seat made of synthetic material in HEWI colours 98 (signal white) and 92 (anthracite grey) - reinforcement of the seat made of aluminium, powder coated in the colour of the seat - wall bracket made of stainless steel, chrome - seat can be folded up to save space - seat depth when folded up 77 mm - weight capacity up to 150 kg - with floor support for seat height 450-500 mm, powder coated in the colour of the seat - 450 mm wide, 525 mm deep and 112 mm high - seat 450 mm wide and 450 mm deep - for mounting with non-corrosive and tested HEWI fixing materials for different wall systems (to be ordered separately) - sealing tape and sealing discs for sealing the fixing points according to DIN 18534 are included in the scope of delivery - fulfils the DIN 18040, ÖNORM B1600/1601 and SIA 500 requirements Article no.: HEWI 900.51.20540 | https://catalog.hewi.com/en/p/9005120540 | https://catalog.hewi.com/storage/downloads/HEWI_900_51_20540_en.pdf
900.51.20560 | HEWI Hinged seat | Hinged seat, System 900 - construction consisting of wall bracket and continuous seat - slip-resistant, textured seat made of synthetic material in HEWI colours 98 (signal white) and 90 (jet black) - reinforcement of the seat made of aluminium, powder coated in the colour of the seat - wall bracket made of high-quality stainless steel, powder-coated in the HEWI colour CV (matt black) and ER (matt dark grey pearl mica) with a black seat or powder-coated in the HEWI colour AS (matt white) with a white seat - seat can be folded up to save space - seat depth when folded up 77 mm - weight capacity up to 150 kg - with floor support for seat height 450-500 mm, powder coated in the colour of the seat - 450 mm wide, 525 mm deep and 112 mm high - seat 450 mm wide and 450 mm deep - for mounting with non-corrosive and tested HEWI fixing materials for different wall systems (to be ordered separately) - sealing tape and sealing discs for sealing the fixing points according to DIN 18534 are included in the scope of delivery - fulfils the DIN 18040, ÖNORM B1600/1601 and SIA 500 requirements Article no.: HEWI 900.51.20560 | https://catalog.hewi.com/en/p/9005120560 | https://catalog.hewi.com/storage/downloads/HEWI_900_51_20560_en.pdf
900.51.205XA | HEWI Hinged seat | Hinged seat, System 900 - construction consisting of wall bracket and continuous seat - slip-resistant, textured seat made of synthetic material in HEWI colours 98 (signal white) and 92 (anthracite grey) - reinforcement of the seat made of aluminium, powder coated in the colour of the seat - wall bracket made of stainless steel, satin - seat can be folded up to save space - seat depth when folded up 77 mm - weight capacity up to 150 kg - with floor support for seat height 450-500 mm, powder coated in the colour of the seat - 450 mm wide, 525 mm deep and 112 mm high - seat 450 mm wide and 450 mm deep - for mounting with non-corrosive and tested HEWI fixing materials for different wall systems (to be ordered separately) - sealing tape and sealing discs for sealing the fixing points according to DIN 18534 are included in the scope of delivery - fulfils the DIN 18040, ÖNORM B1600/1601 and SIA 500 requirements Article no.: HEWI 900.51.205XA | https://catalog.hewi.com/en/p/90051205XA | https://catalog.hewi.com/storage/downloads/HEWI_900_51_205XA_en.pdf
900.51.20640 | HEWI L-shaped shower compartment seat with lift-up feature (ADA) | Shower folding seat, L-shape (USA) - made of high-quality polished stainless steel with one-piece HPL seat, screwed from the underside - functions as a secure seat in the shower area - can be folded up - wall bracket made of stainless steel - projecting seat element left - projecting seat element: 13 inch (330 mm) wide and 22 13/16 inch (580 mm) deep - narrow seat element: 13 inch (330 mm) wide and 15 3/4 inch (400 mm) deep - low-maintenance brakes on shower seat allow seat surface to remain in an upright position after folding up - surfaces enable easy cleaning and hygiene - additional wall support with high-quality polished stainless steel bracket with high-quality polished stainless steel wall bracket - includes fixing material for mounting to cavity walls with wood backlining of two 2 inch x 12 inch laminate or hardwood boards connected with a 1/2 inch x 12 inch plywood board - maximum loading capacity 450 lbs (204 kg) - meets requirements according to 2010 ADA standards and ICC / ANSI A117.1-2017 - shipping only possible on pallet Article no.: HEWI 900.51.20640 | https://catalog.hewi.com/en/p/9005120640 | https://catalog.hewi.com/storage/downloads/HEWI_900_51_20640_en.pdf
900.51.206XA | HEWI L-shaped shower compartment seat with lift-up feature (ADA) | Shower folding seat, L-shape (USA) - made of high-quality stainless steel with one-piece HPL seat, screwed from the underside - functions as a secure seat in the shower area - can be folded up - wall bracket made of stainless steel - projecting seat element left - projecting seat element: 13 inch (330 mm) wide and 22 13/16 inch (580 mm) deep - narrow seat element: 13 inch (330 mm) wide and 15 3/4 inch (400 mm) deep - low-maintenance brakes on shower seat allow seat surface to remain in an upright position after folding up - surfaces enable easy cleaning and hygiene - additional wall support with high-quality stainless steel bracket with stainless steel wall bracket - includes fixing material for mounting to cavity walls with wood backlining of two 2 inch x 12 inch laminate or hardwood boards connected with a 1/2 inch x 12 inch plywood board - maximum loading capacity 450 lbs (204 kg) - meets requirements according to 2010 ADA standards and ICC / ANSI A117.1-2017 - shipping only possible on pallet Article no.: HEWI 900.51.206XA | https://catalog.hewi.com/en/p/90051206XA | https://catalog.hewi.com/storage/downloads/HEWI_900_51_206XA_en.pdf
900.51.20740 | HEWI L-shaped shower compartment seat with lift-up feature (ADA) | Shower folding seat, L-shape (USA) - made of high-quality polished stainless steel with one-piece HPL seat, screwed from the underside - functions as a secure seat in the shower area - can be folded up - wall bracket made of stainless steel - projecting seat element right - projecting seat element: 13 inch (330 mm) wide and 22 13/16 inch (580 mm) deep - narrow seat element: 13 inch (330 mm) wide and 15 3/4 inch (400 mm) deep - low-maintenance brakes on shower seat allow seat surface to remain in an upright position after folding up - surfaces enable easy cleaning and hygiene - additional wall support with high-quality polished stainless steel bracket with high-quality polished stainless steel wall bracket - includes fixing material for mounting to cavity walls with wood backlining of two 2 inch x 12 inch laminate or hardwood boards connected with a 1/2 inch x 12 inch plywood board - maximum loading capacity 450 lbs (204 kg) - meets requirements according to 2010 ADA standards and ICC / ANSI A117.1-2017 - shipping only possible on pallet Article no.: HEWI 900.51.20740 | https://catalog.hewi.com/en/p/9005120740 | https://catalog.hewi.com/storage/downloads/HEWI_900_51_20740_en.pdf
900.51.207XA | HEWI L-shaped shower compartment seat with lift-up feature (ADA) | Shower folding seat, L-shape (USA) - made of high-quality stainless steel with one-piece HPL seat, screwed from the underside - functions as a secure seat in the shower area - can be folded up - wall bracket made of stainless steel - projecting seat element right - projecting seat element: 13 inch (330 mm) wide and 22 13/16 inch (580 mm) deep - narrow seat element: 13 inch (330 mm) wide and 15 3/4 inch (400 mm) deep - low-maintenance brakes on shower seat allow seat surface to remain in an upright position after folding up - surfaces enable easy cleaning and hygiene - additional wall support with high-quality stainless steel bracket with stainless steel wall bracket - includes fixing material for mounting to cavity walls with wood backlining of two 2 inch x 12 inch laminate or hardwood boards connected with a 1/2 inch x 12 inch plywood board - maximum loading capacity 450 lbs (204 kg) - meets requirements according to 2010 ADA standards and ICC / ANSI A117.1-2017 - shipping only possible on pallet Article no.: HEWI 900.51.207XA | https://catalog.hewi.com/en/p/90051207XA | https://catalog.hewi.com/storage/downloads/HEWI_900_51_207XA_en.pdf
900.51.20840 | HEWI L-shaped shower compartment seat with lift-up feature (ADA) | Shower folding seat, L-shape (USA) - made of high-quality polished stainless steel with one-piece HPL seat, screwed from the underside - functions as a secure seat in the shower area - can be folded up - wall bracket made of stainless steel - projecting seat element left - narrow seat element: 18 7/8 inch (480 mm) wide and 15 3/4 inch (400 mm) deep - projecting seat element: 13 inch (330 mm) wide and 22 13/16 inch (580 mm) deep - low-maintenance brakes on shower seat allow seat surface to remain in an upright position after folding up - surfaces enable easy cleaning and hygiene - additional wall support with high-quality polished stainless steel bracket with high-quality polished stainless steel wall bracket - includes fixing material for mounting to cavity walls with wood backlining of two 2 inch x 12 inch laminate or hardwood boards connected with a 1/2 inch x 12 inch plywood board- maximum loading capacity 450 lbs (204 kg) - meets requirements according to 2010 ADA standards and ICC / ANSI A117.1-2017 - shipping only possible on pallet Article no.: HEWI 900.51.20840 | https://catalog.hewi.com/en/p/9005120840 | https://catalog.hewi.com/storage/downloads/HEWI_900_51_20840_en.pdf
900.51.208XA | HEWI L-shaped shower compartment seat with lift-up feature (ADA) | Shower folding seat, L-shape (USA) - made of high-quality stainless steel with one-piece HPL seat, screwed from the underside - functions as a secure seat in the shower area - can be folded up - wall bracket made of stainless steel - projecting seat element left - narrow seat element: 18 7/8 inch (480 mm) wide and 15 3/4 inch (400 mm) deep - projecting seat element: 13 inch (330 mm) wide and 22 13/16 inch (580 mm) deep - low-maintenance brakes on shower seat allow seat surface to remain in an upright position after folding up - surfaces enable easy cleaning and hygiene - additional wall support with high-quality stainless steel bracket with stainless steel wall bracket - includes fixing material for mounting to cavity walls with wood backlining of two 2 inch x 12 inch laminate or hardwood boards connected with a 1/2 inch x 12 inch plywood board- maximum loading capacity 450 lbs (204 kg) - meets requirements according to 2010 ADA standards and ICC / ANSI A117.1-2017 - shipping only possible on pallet Article no.: HEWI 900.51.208XA | https://catalog.hewi.com/en/p/90051208XA | https://catalog.hewi.com/storage/downloads/HEWI_900_51_208XA_en.pdf
900.51.20940 | HEWI L-shaped shower compartment seat with lift-up feature (ADA) | Shower folding seat, L-shape (USA) - made of high-quality polished stainless steel with one-piece HPL seat, screwed from the underside - functions as a secure seat in the shower area - can be folded up - wall bracket made of stainless steel - projecting seat element right - narrow seat element: 18 7/8 inch (480 mm) wide and 15 3/4 inch (400 mm) deep - projecting seat element: 13 inch (330 mm) wide and 22 13/16 inch (580 mm) deep - low-maintenance brakes on shower seat allow seat surface to remain in an upright position after folding up - surfaces enable easy cleaning and hygiene - additional wall support with high-quality polished stainless steel bracket with high-quality polished stainless steel wall bracket - includes fixing material for mounting to cavity walls with wood backlining of two 2 inch x 12 inch laminate or hardwood boards connected with a 1/2 inch x 12 inch plywood board - maximum loading capacity 450 lbs (204 kg) - meets requirements according to 2010 ADA standards and ICC / ANSI A117.1-2017 - shipping only possible on pallet Article no.: HEWI 900.51.20940 | https://catalog.hewi.com/en/p/9005120940 | https://catalog.hewi.com/storage/downloads/HEWI_900_51_20940_en.pdf
900.51.209XA | HEWI L-shaped shower compartment seat with lift-up feature (ADA) | Shower folding seat, L-shape (USA) - made of high-quality stainless steel with one-piece HPL seat, screwed from the underside - functions as a secure seat in the shower area - can be folded up - wall bracket made of stainless steel - projecting seat element right - narrow seat element: 18 7/8 inch (480 mm) wide and 15 3/4 inch (400 mm) deep - projecting seat element: 13 inch (330 mm) wide and 22 13/16 inch (580 mm) deep - low-maintenance brakes on shower seat allow seat surface to remain in an upright position after folding up - surfaces enable easy cleaning and hygiene - additional wall support with high-quality stainless steel bracket with stainless steel wall bracket - includes fixing material for mounting to cavity walls with wood backlining of two 2 inch x 12 inch laminate or hardwood boards connected with a 1/2 inch x 12 inch plywood board- maximum loading capacity 450 lbs (204 kg) - meets requirements according to 2010 ADA standards and ICC / ANSI A117.1-2017 - shipping only possible on pallet Article no.: HEWI 900.51.209XA | https://catalog.hewi.com/en/p/90051209XA | https://catalog.hewi.com/storage/downloads/HEWI_900_51_209XA_en.pdf
900.51.21040 | HEWI Rectangular shower compartment seat with lift-up feature (ADA) | Shower folding seat, rectangular (USA) - made of high-quality polished stainless steel with one-piece HPL seat, screwed from the underside - functions as a secure seat in the shower area - can be folded up - wall bracket made of stainless steel - low-maintenance brakes on shower seat allow seat surface to remain in an upright position after folding up - surfaces enable easy cleaning and hygiene - additional wall support with high-quality polished stainless steel bracket with high-quality polished stainless steel wall bracket - 20 1/16 inch (510 mm) wide and 15 3/4 inch (400 mm) deep - includes fixing material for mounting to cavity walls with wood backlining of two 2 inch x 12 inch laminate or hardwood boards connected with a 1/2 inch x 12 inch plywood board - maximum loading capacity 450 lbs (204 kg) - meets requirements according to 2010 ADA standards and ICC / ANSI A117.1-2017 - shipping only possible on pallet Article no.: HEWI 900.51.21040 | https://catalog.hewi.com/en/p/9005121040 | https://catalog.hewi.com/storage/downloads/HEWI_900_51_21040_en.pdf
900.51.210XA | HEWI Rectangular shower compartment seat with lift-up feature (ADA) | Shower folding seat, rectangular (USA) - made of high-quality stainless steel with one-piece HPL seat, screwed invisibly, screwed from the underside - functions as a secure seat in the shower area - can be folded up - wall bracket made of stainless steel - low-maintenance brakes on shower seat allow seat surface to remain in an upright position after folding up - surfaces enable easy cleaning and hygiene - additional wall support with high-quality stainless steel bracket with stainless steel wall bracket - 20 1/16 inch (510 mm) wide and 15 3/4 inch (400 mm) deep - includes fixing material for mounting to cavity walls with wood backlining of two 2 inch x 12 inch laminate or hardwood boards connected with a 1/2 inch x 12 inch plywood board - maximum loading capacity 450 lbs (204 kg) - meets requirements according to 2010 ADA standards and ICC / ANSI A117.1-2017 - shipping only possible on pallet Article no.: HEWI 900.51.210XA | https://catalog.hewi.com/en/p/90051210XA | https://catalog.hewi.com/storage/downloads/HEWI_900_51_210XA_en.pdf
900.51.21140 | HEWI Rectangular shower compartment seat with lift-up feature (ADA) | Shower folding seat, rectangular (USA) - made of high-quality polished stainless steel with one-piece HPL seat, screwed from the underside - functions as a secure seat in the shower area - can be folded up - wall bracket made of stainless steel - low-maintenance brakes on shower seat allow seat surface to remain in an upright position after folding up - surfaces enable easy cleaning and hygiene - additional wall support with high-quality polished stainless steel bracket with high-quality polished stainless steel wall bracket - 26 inch (660 mm) wide and 15 3/4 inch (400 mm) deep - includes fixing material for mounting to cavity walls with wood backlining of two 2 inch x 12 inch laminate or hardwood boards connected with a 1/2 inch x 12 inch plywood board - maximum loading capacity 450 lbs (204 kg) - meets requirements according to 2010 ADA standards and ICC / ANSI A117.1-2017 - shipping only possible on pallet Article no.: HEWI 900.51.21140 | https://catalog.hewi.com/en/p/9005121140 | https://catalog.hewi.com/storage/downloads/HEWI_900_51_21140_en.pdf
900.51.211XA | HEWI Rectangular shower compartment seat with lift-up feature (ADA) | Shower folding seat, rectangular (USA) - made of high-quality stainless steel with one-piece HPL seat, screwed from the underside - functions as a secure seat in the shower area - can be folded up - wall bracket made of stainless steel - low-maintenance brakes on shower seat allow seat surface to remain in an upright position after folding up - surfaces enable easy cleaning and hygiene - additional wall support with high-quality stainless steel bracket with stainless steel wall bracket - 26 inch (660 mm) wide and 15 3/4 inch (400 mm) deep - includes fixing material for mounting to cavity walls with wood backlining of two 2 inch x 12 inch laminate or hardwood boards connected with a 1/2 inch x 12 inch plywood board - maximum loading capacity 450 lbs (204 kg) - meets requirements according to 2010 ADA standards and ICC / ANSI A117.1-2017 - shipping only possible on pallet Article no.: HEWI 900.51.211XA | https://catalog.hewi.com/en/p/90051211XA | https://catalog.hewi.com/storage/downloads/HEWI_900_51_211XA_en.pdf
900.51.21240 | HEWI Rectangular shower compartment seat with lift-up feature (ADA) | Shower folding seat, rectangular (USA) - made of high-quality polished stainless steel with one-piece HPL seat, screwed from the underside - functions as a secure seat in the shower area - can be folded up - wall bracket made of stainless steel - low-maintenance brakes on shower seat allow seat surface to remain in an upright position after folding up - surfaces enable easy cleaning and hygiene - additional wall support with high-quality polished stainless steel bracket with high-quality polished stainless steel wall bracket - 31 7/8 inch (810 mm) wide and 15 3/4 inch (400 mm) deep - includes fixing material for mounting to cavity walls with wood backlining of two 2 inch x 12 inch laminate or hardwood boards connected with a 1/2 inch x 12 inch plywood board - maximum loading capacity 450 lbs (204 kg) - meets requirements according to 2010 ADA standards and ICC / ANSI A117.1-2017 - shipping only possible on pallet Article no.: HEWI 900.51.21240 | https://catalog.hewi.com/en/p/9005121240 | https://catalog.hewi.com/storage/downloads/HEWI_900_51_21240_en.pdf
900.51.212XA | HEWI Rectangular shower compartment seat with lift-up feature (ADA) | Shower folding seat, rectangular (USA) - made of high-quality stainless steel with one-piece HPL seat, screwed from the underside - functions as a secure seat in the shower area - can be folded up - wall bracket made of stainless steel - low-maintenance brakes on shower seat allow seat surface to remain in an upright position after folding up - surfaces enable easy cleaning and hygiene - additional wall support with high-quality stainless steel bracket with stainless steel wall bracket - 31 7/8 inch (810 mm) wide and 15 3/4 inch (400 mm) deep - includes fixing material for mounting to cavity walls with wood backlining of two 2 inch x 12 inch laminate or hardwood boards connected with a 1/2 inch x 12 inch plywood board - maximum loading capacity 450 lbs (204 kg) - meets requirements according to 2010 ADA standards and ICC / ANSI A117.1-2017 - shipping only possible on pallet Article no.: HEWI 900.51.212XA | https://catalog.hewi.com/en/p/90051212XA | https://catalog.hewi.com/storage/downloads/HEWI_900_51_212XA_en.pdf
900.51.21340 | HEWI Bathtub seat with lift-up feature (ADA) | Bathtub seat with lift-up feature (USA) - made of high-quality polished stainless steel with one-piece HPL seat, screwed from the underside - functions as a secure seat in the bathtub - can be folded up - wall bracket made of stainless steel - low-maintenance brakes on shower seat allow seat surface to remain in an upright position after folding up - surfaces enable easy cleaning and hygiene - 14 15/16 inch (380 mm) wide and 29 inch (737 mm) deep - includes fixing material for mounting to cavity walls with wood backlining of two 2 inch x 12 inch laminate or hardwood boards connected with a 1/2 inch x 12 inch plywood board - maximum loading capacity 450 lbs (204 kg) - meets requirements according to 2010 ADA standards and ICC / ANSI A117.1-2017 - shipping only possible on pallet Article no.: HEWI 900.51.21340 | https://catalog.hewi.com/en/p/9005121340 | https://catalog.hewi.com/storage/downloads/HEWI_900_51_21340_en.pdf
900.51.213XA | HEWI Bathtub seat with lift-up feature (ADA) | Bathtub seat with lift-up feature (USA) - made of high-quality stainless steel with one-piece HPL seat, screwed from the underside - functions as a secure seat in the bathtub - can be folded up - wall bracket made of stainless steel - low-maintenance brakes on shower seat allow seat surface to remain in an upright position after folding up - surfaces enable easy cleaning and hygiene - 14 15/16 inch (380 mm) wide and 29 inch (737 mm) deep - includes fixing material for mounting to cavity walls with wood backlining of two 2 inch x 12 inch laminate or hardwood boards connected with a 1/2 inch x 12 inch plywood board - maximum loading capacity 450 lbs (204 kg) - meets requirements according to 2010 ADA standards and ICC / ANSI A117.1-2017 - shipping only possible on pallet Article no.: HEWI 900.51.213XA | https://catalog.hewi.com/en/p/90051213XA | https://catalog.hewi.com/storage/downloads/HEWI_900_51_213XA_en.pdf
900.51.21440 | HEWI Hinged seat | Hinged seat, System 900 - construction consisting of wall bracket and continuous seat - slip-resistant, textured seat made of synthetic material in HEWI colours 98 (signal white) and 92 (anthracite grey) - reinforcement of the seat made of aluminium, powder coated in the colour of the seat - wall bracket made of stainless steel, chrome - seat with hygiene cutout can be folded up to save space - seat depth when folded up 77 mm - weight capacity up to 150 kg - with floor support for seat height 450-500 mm, powder coated in the colour of the seat - 450 mm wide, 525 mm deep and 112 mm high - seat 450 mm wide and 450 mm deep - for mounting with non-corrosive and tested HEWI fixing materials for different wall systems (to be ordered separately) - sealing tape and sealing discs for sealing the fixing points according to DIN 18534 are included in the scope of delivery - fulfils the DIN 18040, ÖNORM B1600/1601 and SIA 500 requirements Article no.: HEWI 900.51.21440 | https://catalog.hewi.com/en/p/9005121440 | https://catalog.hewi.com/storage/downloads/HEWI_900_51_21440_en.pdf
900.51.21460 | HEWI Hinged seat | Hinged seat, System 900 - construction consisting of wall bracket and continuous seat - slip-resistant, textured seat made of synthetic material in HEWI colours 98 (signal white) and 90 (jet black) - reinforcement of the seat made of aluminium, powder coated in the colour of the seat - wall bracket made of high-quality stainless steel, powder-coated in the HEWI colour CV (matt black) and ER (matt dark grey pearl mica) with a black seat or powder-coated in the HEWI colour AS (matt white) with a white seat - seat with hygiene cutout can be folded up to save space - seat depth when folded up 77 mm - weight capacity up to 150 kg - with floor support for seat height 450-500 mm, powder coated in the colour of the seat - 450 mm wide, 525 mm deep and 112 mm high - seat 450 mm wide and 450 mm deep - for mounting with non-corrosive and tested HEWI fixing materials for different wall systems (to be ordered separately) - sealing tape and sealing discs for sealing the fixing points according to DIN 18534 are included in the scope of delivery - fulfils the DIN 18040, ÖNORM B1600/1601 and SIA 500 requirements Article no.: HEWI 900.51.21460 | https://catalog.hewi.com/en/p/9005121460 | https://catalog.hewi.com/storage/downloads/HEWI_900_51_21460_en.pdf
900.51.214XA | HEWI Hinged seat | Hinged seat, System 900 - construction consisting of wall bracket and continuous seat - slip-resistant, textured seat made of synthetic material in HEWI colours 98 (signal white) and 92 (anthracite grey) - reinforcement of the seat made of aluminium, powder coated in the colour of the seat - wall bracket made of stainless steel, satin - seat with hygiene cutout can be folded up to save space - seat depth when folded up 77 mm - weight capacity up to 150 kg - with floor support for seat height 450-500 mm, powder coated in the colour of the seat - 450 mm wide, 525 mm deep and 112 mm high - seat 450 mm wide and 450 mm deep - for mounting with non-corrosive and tested HEWI fixing materials for different wall systems (to be ordered separately) - sealing tape and sealing discs for sealing the fixing points according to DIN 18534 are included in the scope of delivery - fulfils the DIN 18040, ÖNORM B1600/1601 and SIA 500 requirements Article no.: HEWI 900.51.214XA | https://catalog.hewi.com/en/p/90051214XA | https://catalog.hewi.com/storage/downloads/HEWI_900_51_214XA_en.pdf
900.51.40040 | HEWI Mobile hinged seat | Mobile hinged seat, System 900 - construction consisting of wall bracket and continuous seat - slip-resistant, textured seat made of synthetic material in HEWI colours 98 (signal white) and 92 (anthracite grey) - reinforcement of the seat made of aluminium, powder coated in the colour of the seat - wall bracket made of stainless steel, chrome - seat can be folded up to save space - seat depth when folded up 77 mm - weight capacity up to 150 kg - for mobile use - for easy and flexible retrofitting on existing, preassembled mounting plate 900.51.00140 (must be ordered separately) - tool-free and quick installation by means of simple hanging of the seat - secured by fixing screw - 350 mm wide, 415 mm deep and 112 mm high - seat 350 mm wide and 340 mm deep - for mounting with non-corrosive and tested HEWI fixing materials for different wall systems (to be ordered separately) - sealing tape and sealing discs for sealing the fixing points according to DIN 18534 are included in the scope of delivery Article no.: HEWI 900.51.40040 | https://catalog.hewi.com/en/p/9005140040 | https://catalog.hewi.com/storage/downloads/HEWI_900_51_40040_en.pdf
900.51.40060 | HEWI Mobile hinged seat | Mobile hinged seat, System 900 - construction consisting of wall bracket and continuous seat - slip-resistant, textured seat made of synthetic material in HEWI colours 98 (signal white) and 90 (jet black) - reinforcement of the seat made of aluminium, powder coated in the colour of the seat - wall bracket made of high-quality stainless steel, powder-coated in the HEWI colour CV (matt black) and ER (matt dark grey pearl mica) with a black seat or powder-coated in the HEWI colour AS (matt white) with a white seat - seat can be folded up to save space - seat depth when folded up 77 mm - weight capacity up to 150 kg - for mobile use - for easy and flexible retrofitting on existing, preassembled mounting plate 900.51.00160 (must be ordered separately) - tool-free and quick installation by means of simple hanging of the seat - secured by fixing screw - 350 mm wide, 415 mm deep and 112 mm high - seat 350 mm wide and 340 mm deep - for mounting with non-corrosive and tested HEWI fixing materials for different wall systems (to be ordered separately) - sealing tape and sealing discs for sealing the fixing points according to DIN 18534 are included in the scope of delivery Article no.: HEWI 900.51.40060 | https://catalog.hewi.com/en/p/9005140060 | https://catalog.hewi.com/storage/downloads/HEWI_900_51_40060_en.pdf
900.51.400XA | HEWI Mobile hinged seat | Mobile hinged seat, System 900 - construction consisting of wall bracket and continuous seat - slip-resistant, textured seat made of synthetic material in HEWI colours 98 (signal white) and 92 (anthracite grey) - reinforcement of the seat made of aluminium, powder coated in the colour of the seat - wall bracket made of stainless steel, satin - seat can be folded up to save space - seat depth when folded up 77 mm - weight capacity up to 150 kg - for mobile use - for easy and flexible retrofitting on existing, preassembled mounting plate 900.51.001XA (must be ordered separately) - tool-free and quick installation by means of simple hanging of the seat - secured by fixing screw - 350 mm wide, 415 mm deep and 112 mm high - seat 350 mm wide and 340 mm deep - for mounting with non-corrosive and tested HEWI fixing materials for different wall systems (to be ordered separately) - sealing tape and sealing discs for sealing the fixing points according to DIN 18534 are included in the scope of delivery Article no.: HEWI 900.51.400XA | https://catalog.hewi.com/en/p/90051400XA | https://catalog.hewi.com/storage/downloads/HEWI_900_51_400XA_en.pdf
900.51.40140 | HEWI Mobile hinged seat | Mobile hinged seat, System 900 - construction consisting of wall bracket and continuous seat - slip-resistant, textured seat made of synthetic material in HEWI colours 98 (signal white) and 92 (anthracite grey) - reinforcement of the seat made of aluminium, powder coated in the colour of the seat - wall bracket made of stainless steel, chrome - seat can be folded up to save space - seat depth when folded up 77 mm - weight capacity up to 150 kg - for mobile use - for easy and flexible retrofitting on existing, preassembled mounting plate 900.51.00140 (must be ordered separately) - tool-free and quick installation by means of simple hanging of the seat - secured by fixing screw - 450 mm wide, 530 mm deep and 112 mm high - seat 450 mm wide and 450 mm deep - for mounting with non-corrosive and tested HEWI fixing materials for different wall systems (to be ordered separately) - sealing tape and sealing discs for sealing the fixing points according to DIN 18534 are included in the scope of delivery - fulfils the DIN 18040, ÖNORM B1600/1601 and SIA 500 requirements Article no.: HEWI 900.51.40140 | https://catalog.hewi.com/en/p/9005140140 | https://catalog.hewi.com/storage/downloads/HEWI_900_51_40140_en.pdf
900.51.40160 | HEWI Mobile hinged seat | Mobile hinged seat, System 900 - construction consisting of wall bracket and continuous seat - slip-resistant, textured seat made of synthetic material in HEWI colours 98 (signal white) and 90 (jet black) - reinforcement of the seat made of aluminium, powder coated in the colour of the seat - wall bracket made of high-quality stainless steel, powder-coated in the HEWI colour CV (matt black) and ER (matt dark grey pearl mica) with a black seat or powder-coated in the HEWI colour AS (matt white) with a white seat - seat can be folded up to save space - seat depth when folded up 77 mm - weight capacity up to 150 kg - for mobile use - for easy and flexible retrofitting on existing, preassembled mounting plate 900.51.00160 (must be ordered separately) - tool-free and quick installation by means of simple hanging of the seat - secured by fixing screw - 450 mm wide, 530 mm deep and 112 mm high - seat 450 mm wide and 450 mm deep - for mounting with non-corrosive and tested HEWI fixing materials for different wall systems (to be ordered separately) - sealing tape and sealing discs for sealing the fixing points according to DIN 18534 are included in the scope of delivery - fulfils the DIN 18040, ÖNORM B1600/1601 and SIA 500 requirements Article no.: HEWI 900.51.40160 | https://catalog.hewi.com/en/p/9005140160 | https://catalog.hewi.com/storage/downloads/HEWI_900_51_40160_en.pdf
900.51.401XA | HEWI Mobile hinged seat | Mobile hinged seat, System 900 - construction consisting of wall bracket and continuous seat - slip-resistant, textured seat made of synthetic material in HEWI colours 98 (signal white) and 92 (anthracite grey) - reinforcement of the seat made of aluminium, powder coated in the colour of the seat - wall bracket made of stainless steel, satin - seat can be folded up to save space - seat depth when folded up 77 mm - weight capacity up to 150 kg - for mobile use - for easy and flexible retrofitting on existing, preassembled mounting plate 900.51.001 (must be ordered separately) - tool-free and quick installation by means of simple hanging of the seat - secured by fixing screw - 450 mm wide, 530 mm deep and 112 mm high - seat 450 mm wide and 450 mm deep - for mounting with non-corrosive and tested HEWI fixing materials for different wall systems (to be ordered separately) - sealing tape and sealing discs for sealing the fixing points according to DIN 18534 are included in the scope of delivery - fulfils the DIN 18040, ÖNORM B1600/1601 and SIA 500 requirements Article no.: HEWI 900.51.401XA | https://catalog.hewi.com/en/p/90051401XA | https://catalog.hewi.com/storage/downloads/HEWI_900_51_401XA_en.pdf
900.51.40440 | HEWI Mobile hinged seat | Mobile hinged seat, System 900 - construction consisting of wall bracket and continuous seat - slip-resistant, textured seat made of synthetic material in HEWI colours 98 (signal white) and 92 (anthracite grey) - reinforcement of the seat made of aluminium, powder coated in the colour of the seat - wall bracket made of stainless steel, chrome - seat with hygiene cutout can be folded up to save space - seat depth when folded up 77 mm - weight capacity up to 150 kg - for mobile use - for easy and flexible retrofitting on existing, preassembled mounting plate 900.51.00140 (must be ordered separately) - tool-free and quick installation by means of simple hanging of the seat - secured by fixing screw - 450 mm wide, 528 mm deep and 112 mm high - seat 450 mm wide and 450 mm deep - for mounting with non-corrosive and tested HEWI fixing materials for different wall systems (to be ordered separately) - sealing tape and sealing discs for sealing the fixing points according to DIN 18534 are included in the scope of delivery - fulfils the DIN 18040, ÖNORM B1600/1601 and SIA 500 requirements Article no.: HEWI 900.51.40440 | https://catalog.hewi.com/en/p/9005140440 | https://catalog.hewi.com/storage/downloads/HEWI_900_51_40440_en.pdf
900.51.40460 | HEWI Mobile hinged seat | Mobile hinged seat, System 900 - construction consisting of wall bracket and continuous seat - slip-resistant, textured seat made of synthetic material in HEWI colours 98 (signal white) and 90 (jet black) - reinforcement of the seat made of aluminium, powder coated in the colour of the seat - wall bracket made of high-quality stainless steel, powder-coated in the HEWI colour CV (matt black) and ER (matt dark grey pearl mica) with a black seat or powder-coated in the HEWI colour AS (matt white) with a white seat - seat with hygiene cutout can be folded up to save space - seat depth when folded up 77 mm - weight capacity up to 150 kg - for mobile use - for easy and flexible retrofitting on existing, preassembled mounting plate 900.51.00160 (must be ordered separately) - tool-free and quick installation by means of simple hanging of the seat - secured by fixing screw - 450 mm wide, 528 mm deep and 112 mm high - seat 450 mm wide and 450 mm deep - for mounting with non-corrosive and tested HEWI fixing materials for different wall systems (to be ordered separately) - sealing tape and sealing discs for sealing the fixing points according to DIN 18534 are included in the scope of delivery - fulfils the DIN 18040, ÖNORM B1600/1601 and SIA 500 requirements Article no.: HEWI 900.51.40460 | https://catalog.hewi.com/en/p/9005140460 | https://catalog.hewi.com/storage/downloads/HEWI_900_51_40460_en.pdf
900.51.404XA | HEWI Mobile hinged seat | Mobile hinged seat, System 900 - construction consisting of wall bracket and continuous seat - slip-resistant, textured seat made of synthetic material in HEWI colours 98 (signal white) and 92 (anthracite grey) - reinforcement of the seat made of aluminium, powder coated in the colour of the seat - wall bracket made of stainless steel, satin - seat with hygiene cutout can be folded up to save space - seat depth when folded up 77 mm - weight capacity up to 150 kg - for mobile use - for easy and flexible retrofitting on existing, preassembled mounting plate 900.51.001 (must be ordered separately) - tool-free and quick installation by means of simple hanging of the seat - secured by fixing screw - 450 mm wide, 528 mm deep and 112 mm high - seat 450 mm wide and 450 mm deep - for mounting with non-corrosive and tested HEWI fixing materials for different wall systems (to be ordered separately) - sealing tape and sealing discs for sealing the fixing points according to DIN 18534 are included in the scope of delivery - fulfils the DIN 18040, ÖNORM B1600/1601 and SIA 500 requirements Article no.: HEWI 900.51.404XA | https://catalog.hewi.com/en/p/90051404XA | https://catalog.hewi.com/storage/downloads/HEWI_900_51_404XA_en.pdf
900.51.90040 | HEWI Backrest | Backrest rail, System 900 - backrest with fixing rails with roses on both sides - serves as back support for toilet users - for wall mounting - 330 mm high and 150 mm deep, backrest 350 mm wide, rail diameter 32 mm, tube thickness 2 mm - Centre-to-centre from 582 to 682 mm, adjustable on site - backrest made of synthetic material in HEWI colours 98 (signal white) and 92 (anthracite grey) - connection made of high-quality stainless steel, surface chrome - including non-corrosive and tested HEWI fixing material - fulfils the DIN 18040 and ÖNORM B1600/1601 requirements Article no.: HEWI 900.51.90040 | https://catalog.hewi.com/en/p/9005190040 | https://catalog.hewi.com/storage/downloads/HEWI_900_51_90040_en.pdf
900.51.90060 | HEWI Backrest | Backrest rail, System 900 - backrest with fixing rails with roses on both sides - serves as back support for toilet users - for wall mounting - 330 mm high and 150 mm deep, backrest 350 mm wide, rail diameter 32 mm, tube thickness 2 mm - Centre-to-centre from 582 to 682 mm, adjustable on site - connection made of high-quality stainless steel, powder-coated in the HEWI colour CV (matt black) and ER (matt dark grey pearl mica) with a black backrest or powder-coated in the HEWI colour AS (matt white) with a white backrest - including non-corrosive and tested HEWI fixing material - fulfils the DIN 18040 and ÖNORM B1600/1601 requirements Article no.: HEWI 900.51.90060 | https://catalog.hewi.com/en/p/9005190060 | https://catalog.hewi.com/storage/downloads/HEWI_900_51_90060_en.pdf
900.51.900XA | HEWI Backrest | Backrest rail, System 900 - backrest with fixing rails with roses on both sides - serves as back support for toilet users - for wall mounting - 330 mm high and 150 mm deep, backrest 350 mm wide, rail diameter 32 mm, tube thickness 2 mm - Centre-to-centre from 582 to 682 mm, adjustable on site - backrest made of synthetic material in HEWI colours 98 (signal white) and 92 (anthracite grey) - connection made of high-quality stainless steel, satin - including non-corrosive and tested HEWI fixing material - fulfils the DIN 18040 and ÖNORM B1600/1601 requirements Article no.: HEWI 900.51.900XA | https://catalog.hewi.com/en/p/90051900XA | https://catalog.hewi.com/storage/downloads/HEWI_900_51_900XA_en.pdf
900.51.90140 | HEWI Backrest | Backrest rail, System 900 - backrest with fixing rails on both sides - serves as back support for toilet users - mounting onto hinged support rails, design (A) from the System 900 - 330 mm high and 150 mm deep, backrest 350 mm wide, rail diameter 32 mm, tube thickness 2 mm - centre-to-centre from 588 to 688 mm (clear dimension between the rails of the hinged support rails 650-750 mm) adjustable on site - backrest made of synthetic material in HEWI colours 98 (signal white) and 92 (anthracite grey) - connection made of high-quality stainless steel, surface chrome - including non-corrosive and tested HEWI fixing material - fulfils the DIN 18040 and ÖNORM B1600/1601 requirements Article no.: HEWI 900.51.90140 | https://catalog.hewi.com/en/p/9005190140 | https://catalog.hewi.com/storage/downloads/HEWI_900_51_90140_en.pdf
900.51.90160 | HEWI Backrest | Backrest rail, System 900 - backrest with fixing rails on both sides - serves as back support for toilet users - mounting onto hinged support rails, design (A) from the System 900 - 330 mm high and 150 mm deep, backrest 350 mm wide, rail diameter 32 mm, tube thickness 2 mm - centre-to-centre from 588 to 688 mm (clear dimension between the rails of the hinged support rails 650-750 mm) adjustable on site - connection made of high-quality stainless steel, powder-coated in the HEWI colour CV (matt black) and ER (matt dark grey pearl mica) with a black backrest or powder-coated in the HEWI colour AS (matt white) with a white backrest - including non-corrosive and tested HEWI fixing material - fulfils the DIN 18040 and ÖNORM B1600/1601 requirements Article no.: HEWI 900.51.90160 | https://catalog.hewi.com/en/p/9005190160 | https://catalog.hewi.com/storage/downloads/HEWI_900_51_90160_en.pdf
900.51.901XA | HEWI Backrest | Backrest rail, System 900 - backrest with fixing rails on both sides - serves as back support for toilet users - mounting onto hinged support rails, design (A) from the System 900 - 330 mm high and 150 mm deep, backrest 350 mm wide, rail diameter 32 mm, tube thickness 2 mm - centre-to-centre from 588 to 688 mm (clear dimension between the rails of the hinged support rails 650-750 mm) adjustable on site - backrest made of synthetic material in HEWI colours 98 (signal white) and 92 (anthracite grey) - connection made of high-quality stainless steel, satin - including non-corrosive and tested HEWI fixing material - fulfils the DIN 18040 and ÖNORM B1600/1601 requirements Article no.: HEWI 900.51.901XA | https://catalog.hewi.com/en/p/90051901XA | https://catalog.hewi.com/storage/downloads/HEWI_900_51_901XA_en.pdf
900.51.90240 | HEWI Backrest | Backrest rail, System 900 - backrest with fixing rails on both sides - serves as back support for toilet users - one-sided installation on the wall with roses (right) - one-sided fitting onto hinged support rails, design (A) from the System (left) - 330 mm high and 150 mm deep, backrest 350 mm wide, rail diameter 32 mm, tube thickness 2 mm - centre-to-centre adjustable (clear dimension between the spar of the hinged support rail and the centre-to-centre of the wall fixing 616-716 mm) - backrest made of synthetic material in HEWI colours 98 (signal white) and 92 (anthracite grey) - connection made of high-quality stainless steel, surface chrome - including non-corrosive and tested HEWI fixing material - fulfils the DIN 18040 and ÖNORM B1600/1601 requirements Article no.: HEWI 900.51.90240 | https://catalog.hewi.com/en/p/9005190240 | https://catalog.hewi.com/storage/downloads/HEWI_900_51_90240_en.pdf
900.51.90260 | HEWI Backrest | Backrest rail, System 900 - backrest with fixing rails on both sides - serves as back support for toilet users - one-sided installation on the wall with roses (right) - one-sided fitting onto hinged support rails, design (A) from the System (left) - 330 mm high and 150 mm deep, backrest 350 mm wide, rail diameter 32 mm, tube thickness 2 mm - centre-to-centre adjustable (clear dimension between the spar of the hinged support rail and the centre-to-centre of the wall fixing 616-716 mm) - connection made of high-quality stainless steel, powder-coated in the HEWI colour CV (matt black) and ER (matt dark grey pearl mica) with a black backrest or powder-coated in the HEWI colour AS (matt white) with a white backrest - including non-corrosive and tested HEWI fixing material - fulfils the DIN 18040 and ÖNORM B1600/1601 requirements Article no.: HEWI 900.51.90260 | https://catalog.hewi.com/en/p/9005190260 | https://catalog.hewi.com/storage/downloads/HEWI_900_51_90260_en.pdf
900.51.902XA | HEWI Backrest | Backrest rail, System 900 - backrest with fixing rails on both sides - serves as back support for toilet users - one-sided installation on the wall with roses (right) - one-sided fitting onto hinged support rails, design (A) from the System (left) - 330 mm high and 150 mm deep, backrest 350 mm wide, rail diameter 32 mm, tube thickness 2 mm - centre-to-centre adjustable (clear dimension between the spar of the hinged support rail and the centre-to-centre of the wall fixing 616-716 mm) - backrest made of synthetic material in HEWI colours 98 (signal white) and 92 (anthracite grey) - connection made of high-quality stainless steel, satin - including non-corrosive and tested HEWI fixing material - fulfils the DIN 18040 and ÖNORM B1600/1601 requirements Article no.: HEWI 900.51.902XA | https://catalog.hewi.com/en/p/90051902XA | https://catalog.hewi.com/storage/downloads/HEWI_900_51_902XA_en.pdf
900.51.90340 | HEWI Backrest | Backrest rail, System 900 - backrest with fixing rails on both sides - serves as back support for toilet users - one-sided installation on the wall with roses (left) - one-sided fitting onto hinged support rails, design (A) from the System (right) - 330 mm high and 150 mm deep, backrest 350 mm wide, rail diameter 32 mm, tube thickness 2 mm - centre-to-centre adjustable (clear dimension between the spar of the hinged support rail and the centre-to-centre of the wall fixing 616-716 mm) - backrest made of synthetic material in HEWI colours 98 (signal white) and 92 (anthracite grey) - connection made of high-quality stainless steel, surface chrome - including non-corrosive and tested HEWI fixing material - fulfils the DIN 18040 and ÖNORM B1600/1601 requirements Article no.: HEWI 900.51.90340 | https://catalog.hewi.com/en/p/9005190340 | https://catalog.hewi.com/storage/downloads/HEWI_900_51_90340_en.pdf
900.51.90360 | HEWI Backrest | Backrest rail, System 900 - backrest with fixing rails on both sides - serves as back support for toilet users - one-sided installation on the wall with roses (left) - one-sided fitting onto hinged support rails, design (A) from the System (right) - 330 mm high and 150 mm deep, backrest 350 mm wide, rail diameter 32 mm, tube thickness 2 mm - centre-to-centre adjustable (clear dimension between the spar of the hinged support rail and the centre-to-centre of the wall fixing 616-716 mm) - connection made of high-quality stainless steel, powder-coated in the HEWI colour CV (matt black) and ER (matt dark grey pearl mica) with a black backrest or powder-coated in the HEWI colour AS (matt white) with a white backrest - including non-corrosive and tested HEWI fixing material - fulfils the DIN 18040 and ÖNORM B1600/1601 requirements Article no.: HEWI 900.51.90360 | https://catalog.hewi.com/en/p/9005190360 | https://catalog.hewi.com/storage/downloads/HEWI_900_51_90360_en.pdf
900.51.903XA | HEWI Backrest | Backrest rail, System 900 - backrest with fixing rails on both sides - serves as back support for toilet users - one-sided installation on the wall with roses (left) - one-sided fitting onto hinged support rails, design (A) from the System (right) - 330 mm high and 150 mm deep, backrest 350 mm wide, rail diameter 32 mm, tube thickness 2 mm - centre-to-centre adjustable (clear dimension between the spar of the hinged support rail and the centre-to-centre of the wall fixing 616-716 mm) - backrest made of synthetic material in HEWI colours 98 (signal white) and 92 (anthracite grey) - connection made of high-quality stainless steel, satin - including non-corrosive and tested HEWI fixing material - fulfils the DIN 18040 and ÖNORM B1600/1601 requirements Article no.: HEWI 900.51.903XA | https://catalog.hewi.com/en/p/90051903XA | https://catalog.hewi.com/storage/downloads/HEWI_900_51_903XA_en.pdf
900.51.90440 | HEWI Backrest | Backrest rail, System 900 - backrest with fixing rails with roses on both sides - serves as back support for toilet users - for wall mounting next to the hinged support rails, design (B) from System 900 - for wall mounting - 330 mm high and 150 mm deep, backrest 350 mm wide, rail diameter 32 mm, tube thickness 2 mm - centre-to-centre from 584 to 684 mm (clear dimension between the rails of the hinged support rails 650-750 mm) adjustable on site - backrest made of synthetic material in HEWI colours 98 (signal white) and 92 (anthracite grey) - connection made of high-quality stainless steel, surface chrome - including non-corrosive and tested HEWI fixing material - fulfils the DIN 18040 and ÖNORM B1600/1601 requirements Article no.: HEWI 900.51.90440 | https://catalog.hewi.com/en/p/9005190440 | https://catalog.hewi.com/storage/downloads/HEWI_900_51_90440_en.pdf
900.51.90460 | HEWI Backrest | Backrest rail, System 900 - backrest with fixing rails with roses on both sides - serves as back support for toilet users - for wall mounting next to the hinged support rails, design (B) from System 900 - for wall mounting - 330 mm high and 150 mm deep, backrest 350 mm wide, rail diameter 32 mm, tube thickness 2 mm - centre-to-centre from 584 to 684 mm (clear dimension between the rails of the hinged support rails 650-750 mm) adjustable on site - connection made of high-quality stainless steel, powder-coated in the HEWI colour CV (matt black) and ER (matt dark grey pearl mica) with a black backrest or powder-coated in the HEWI colour AS (matt white) with a white backrest - including non-corrosive and tested HEWI fixing material - fulfils the DIN 18040 and ÖNORM B1600/1601 requirements Article no.: HEWI 900.51.90460 | https://catalog.hewi.com/en/p/9005190460 | https://catalog.hewi.com/storage/downloads/HEWI_900_51_90460_en.pdf
900.51.904XA | HEWI Backrest | Backrest rail, System 900 - backrest with fixing rails with roses on both sides - serves as back support for toilet users - for wall mounting next to the hinged support rails, design (B) from System 900 - for wall mounting - 330 mm high and 150 mm deep, backrest 350 mm wide, rail diameter 32 mm, tube thickness 2 mm - centre-to-centre from 584 to 684 mm (clear dimension between the rails of the hinged support rails 650-750 mm) adjustable on site - backrest made of synthetic material in HEWI colours 98 (signal white) and 92 (anthracite grey) - connection made of high-quality stainless steel, satin - including non-corrosive and tested HEWI fixing material - fulfils the DIN 18040 and ÖNORM B1600/1601 requirements Article no.: HEWI 900.51.904XA | https://catalog.hewi.com/en/p/90051904XA | https://catalog.hewi.com/storage/downloads/HEWI_900_51_904XA_en.pdf
900.51.90540 | HEWI Backrest | Backrest rail, System 900 - backrest with fixing rails with roses on both sides - serves as back support for toilet users - for wall mounting - 330 mm high and 150 mm deep, backrest 350 mm wide, rail diameter 32 mm, tube thickness 2 mm - Centre-to-centre from 478 to 578 mm, adjustable on site - backrest made of synthetic material in HEWI colours 98 (signal white) and 92 (anthracite grey) - connection made of high-quality stainless steel, surface chrome - including non-corrosive and tested HEWI fixing material - fulfils the requirements to Britsh-Standard BS 8300:2009+A1:2010/Doc M. Article no.: HEWI 900.51.90540 | https://catalog.hewi.com/en/p/9005190540 | https://catalog.hewi.com/storage/downloads/HEWI_900_51_90540_en.pdf
900.51.90560 | HEWI Backrest | Backrest rail, System 900 - backrest with fixing rails with roses on both sides - serves as back support for toilet users - for wall mounting - 330 mm high and 150 mm deep, backrest 350 mm wide, rail diameter 32 mm, tube thickness 2 mm - Centre-to-centre from 478 to 578 mm, adjustable on site - connection made of high-quality stainless steel, powder-coated in the HEWI colour CV (matt black) and ER (matt dark grey pearl mica) with a black backrest or powder-coated in the HEWI colour AS (matt white) with a white backrest - including non-corrosive and tested HEWI fixing material - fulfils the requirements to Britsh-Standard BS 8300:2009+A1:2010/Doc M. Article no.: HEWI 900.51.90560 | https://catalog.hewi.com/en/p/9005190560 | https://catalog.hewi.com/storage/downloads/HEWI_900_51_90560_en.pdf
900.51.905XA | HEWI Backrest | Backrest rail, System 900 - backrest with fixing rails with roses on both sides - serves as back support for toilet users - for wall mounting - 330 mm high and 150 mm deep, backrest 350 mm wide, rail diameter 32 mm, tube thickness 2 mm - Centre-to-centre from 478 to 578 mm, adjustable on site - backrest made of synthetic material in HEWI colours 98 (signal white) and 92 (anthracite grey) - connection made of high-quality stainless steel, surface satin - including non-corrosive and tested HEWI fixing material - fulfils the requirements to Britsh-Standard BS 8300:2009+A1:2010/Doc M. Article no.: HEWI 900.51.905XA | https://catalog.hewi.com/en/p/90051905XA | https://catalog.hewi.com/storage/downloads/HEWI_900_51_905XA_en.pdf
900.51.90640 | HEWI Backrest | Backrest rail, System 900 - backrest with fixing rails on both sides - serves as back support for toilet users - mounting onto hinged support rails, design (A) from the System 900 - 330 mm high and 150 mm deep, backrest 350 mm wide, rail diameter 32 mm, tube thickness 2 mm - centre-to-centre from 486 to 586 mm (clear dimension between the rails of the hinged support rails 548-648 mm) adjustable on site - backrest made of synthetic material in HEWI colours 98 (signal white) and 92 (anthracite grey) - connection made of high-quality stainless steel, surface chrome - including non-corrosive and tested HEWI fixing material - fulfils the requirements to Britsh-Standard BS 8300:2009+A1:2010/Doc M. Article no.: HEWI 900.51.90640 | https://catalog.hewi.com/en/p/9005190640 | https://catalog.hewi.com/storage/downloads/HEWI_900_51_90640_en.pdf
900.51.90660 | HEWI Backrest | Backrest rail, System 900 - backrest with fixing rails on both sides - serves as back support for toilet users - mounting onto hinged support rails, design (A) from the System 900 - 330 mm high and 150 mm deep, backrest 350 mm wide, rail diameter 32 mm, tube thickness 2 mm - centre-to-centre from 486 to 586 mm (clear dimension between the rails of the hinged support rails 548-648 mm) adjustable on site - connection made of high-quality stainless steel, powder-coated in the HEWI colour CV (matt black) and ER (matt dark grey pearl mica) with a black backrest or powder-coated in the HEWI colour AS (matt white) with a white backrest - including non-corrosive and tested HEWI fixing material - fulfils the requirements to Britsh-Standard BS 8300:2009+A1:2010/Doc M. Article no.: HEWI 900.51.90660 | https://catalog.hewi.com/en/p/9005190660 | https://catalog.hewi.com/storage/downloads/HEWI_900_51_90660_en.pdf
900.51.906XA | HEWI Backrest | Backrest rail, System 900 - backrest with fixing rails on both sides - serves as back support for toilet users - mounting onto hinged support rails, design (A) from the System 900 - 330 mm high and 150 mm deep, backrest 350 mm wide, rail diameter 32 mm, tube thickness 2 mm - centre-to-centre from 486 to 586 mm (clear dimension between the rails of the hinged support rails 548-648 mm) adjustable on site - backrest made of synthetic material in HEWI colours 98 (signal white) and 92 (anthracite grey) - connection made of high-quality stainless steel, surface satin - including non-corrosive and tested HEWI fixing material - fulfils the requirements to Britsh-Standard BS 8300:2009+A1:2010/Doc M. Article no.: HEWI 900.51.906XA | https://catalog.hewi.com/en/p/90051906XA | https://catalog.hewi.com/storage/downloads/HEWI_900_51_906XA_en.pdf
900.51.90740 | HEWI Backrest | Backrest rail, System 900 - backrest with fixing rails on both sides - serves as back support for toilet users - one-sided installation on the wall with roses (right) - one-sided fitting onto hinged support rails, design (A) from the System 900 (left) - 330 mm high and 150 mm deep, backrest 350 mm wide, rail diameter 32 mm, tube thickness 2 mm - centre-to-centre adjustable (clear dimension between the spar of the hinged support rail and the centre-to-centre of the wall fixing 564-664 mm) - backrest made of synthetic material in HEWI colours 98 (signal white) and 92 (anthracite grey) - connection made of high-quality stainless steel, surface chrome - including non-corrosive and tested HEWI fixing material - fulfils the requirements to Britsh-Standard BS 8300:2009+A1:2010/Doc M. Article no.: HEWI 900.51.90740 | https://catalog.hewi.com/en/p/9005190740 | https://catalog.hewi.com/storage/downloads/HEWI_900_51_90740_en.pdf
900.51.90760 | HEWI Backrest | Backrest rail, System 900 - backrest with fixing rails on both sides - serves as back support for toilet users - one-sided installation on the wall with roses (right) - one-sided fitting onto hinged support rails, design (A) from the System 900 (left) - 330 mm high and 150 mm deep, backrest 350 mm wide, rail diameter 32 mm, tube thickness 2 mm - centre-to-centre adjustable (clear dimension between the spar of the hinged support rail and the centre-to-centre of the wall fixing 564-664 mm) - connection made of high-quality stainless steel, powder-coated in the HEWI colour CV (matt black) and ER (matt dark grey pearl mica) with a black backrest or powder-coated in the HEWI colour AS (matt white) with a white backrest - including non-corrosive and tested HEWI fixing material - fulfils the requirements to Britsh-Standard BS 8300:2009+A1:2010/Doc M. Article no.: HEWI 900.51.90760 | https://catalog.hewi.com/en/p/9005190760 | https://catalog.hewi.com/storage/downloads/HEWI_900_51_90760_en.pdf
900.51.907XA | HEWI Backrest | Backrest rail, System 900 - backrest with fixing rails on both sides - serves as back support for toilet users - one-sided installation on the wall with roses (right) - one-sided fitting onto hinged support rails, design (A) from the System 900 (left) - 330 mm high and 150 mm deep, backrest 350 mm wide, rail diameter 32 mm, tube thickness 2 mm - centre-to-centre adjustable (clear dimension between the spar of the hinged support rail and the centre-to-centre of the wall fixing 564-664 mm) - backrest made of synthetic material in HEWI colours 98 (signal white) and 92 (anthracite grey) - connection made of high-quality stainless steel, surface satin - including non-corrosive and tested HEWI fixing material - fulfils the requirements to Britsh-Standard BS 8300:2009+A1:2010/Doc M. Article no.: HEWI 900.51.907XA | https://catalog.hewi.com/en/p/90051907XA | https://catalog.hewi.com/storage/downloads/HEWI_900_51_907XA_en.pdf
900.51.90840 | HEWI Backrest | Backrest rail, System 900 - backrest with fixing rails on both sides - serves as back support for toilet users - one-sided installation on the wall with roses (left) - one-sided fitting onto hinged support rails, design (A) from the System 900 (right) - 330 mm high and 150 mm deep, backrest 350 mm wide, rail diameter 32 mm, tube thickness 2 mm - centre-to-centre adjustable (clear dimension between the spar of the hinged support rail and the centre-to-centre of the wall fixing 564-664 mm) - backrest made of synthetic material in HEWI colours 98 (signal white) and 92 (anthracite grey) - connection made of high-quality stainless steel, surface chrome - including non-corrosive and tested HEWI fixing material - fulfils the requirements to Britsh-Standard BS 8300:2009+A1:2010/Doc M. Article no.: HEWI 900.51.90840 | https://catalog.hewi.com/en/p/9005190840 | https://catalog.hewi.com/storage/downloads/HEWI_900_51_90840_en.pdf
900.51.90860 | HEWI Backrest | Backrest rail, System 900 - backrest with fixing rails on both sides - serves as back support for toilet users - one-sided installation on the wall with roses (left) - one-sided fitting onto hinged support rails, design (A) from the System 900 (right) - 330 mm high and 150 mm deep, backrest 350 mm wide, rail diameter 32 mm, tube thickness 2 mm - centre-to-centre adjustable (clear dimension between the spar of the hinged support rail and the centre-to-centre of the wall fixing 564-664 mm) - connection made of high-quality stainless steel, powder-coated in the HEWI colour CV (matt black) and ER (matt dark grey pearl mica) with a black backrest or powder-coated in the HEWI colour AS (matt white) with a white backrest - including non-corrosive and tested HEWI fixing material - fulfils the requirements to Britsh-Standard BS 8300:2009+A1:2010/Doc M. Article no.: HEWI 900.51.90860 | https://catalog.hewi.com/en/p/9005190860 | https://catalog.hewi.com/storage/downloads/HEWI_900_51_90860_en.pdf
900.51.908XA | HEWI Backrest | Backrest rail, System 900 - backrest with fixing rails on both sides - serves as back support for toilet users - one-sided installation on the wall with roses (left) - one-sided fitting onto hinged support rails, design (A) from the System 900 (right) - 330 mm high and 150 mm deep, backrest 350 mm wide, rail diameter 32 mm, tube thickness 2 mm - centre-to-centre adjustable (clear dimension between the spar of the hinged support rail and the centre-to-centre of the wall fixing 564-664 mm) - backrest made of synthetic material in HEWI colours 98 (signal white) and 92 (anthracite grey) - connection made of high-quality stainless steel, surface satin - including non-corrosive and tested HEWI fixing material - fulfils the requirements to Britsh-Standard BS 8300:2009+A1:2010/Doc M. Article no.: HEWI 900.51.908XA | https://catalog.hewi.com/en/p/90051908XA | https://catalog.hewi.com/storage/downloads/HEWI_900_51_908XA_en.pdf
900.51.90940 | HEWI Backrest | Backrest rail, System 900 - backrest with fixing rails with roses on both sides - serves as back support for toilet users - for wall mounting next to the hinged support rails, design (B) from System 900 - for wall mounting - 330 mm high and 150 mm deep, backrest 350 mm wide, rail diameter 32 mm, tube thickness 2 mm - centre-to-centre from 482 to 582 mm (clear dimension between the rails of the hinged support rails 548-648 mm) adjustable on site - backrest made of synthetic material in HEWI colours 98 (signal white) and 92 (anthracite grey) - connection made of high-quality stainless steel, surface chrome - including non-corrosive and tested HEWI fixing material - fulfils the requirements to Britsh-Standard BS 8300:2009+A1:2010/Doc M. Article no.: HEWI 900.51.90940 | https://catalog.hewi.com/en/p/9005190940 | https://catalog.hewi.com/storage/downloads/HEWI_900_51_90940_en.pdf
900.51.90960 | HEWI Backrest | Backrest rail, System 900 - backrest with fixing rails with roses on both sides - serves as back support for toilet users - for wall mounting next to the hinged support rails, design (B) from System 900 - for wall mounting - 330 mm high and 150 mm deep, backrest 350 mm wide, rail diameter 32 mm, tube thickness 2 mm - centre-to-centre from 482 to 582 mm (clear dimension between the rails of the hinged support rails 548-648 mm) adjustable on site - connection made of high-quality stainless steel, powder-coated in the HEWI colour CV (matt black) and ER (matt dark grey pearl mica) with a black backrest or powder-coated in the HEWI colour AS (matt white) with a white backrest - including non-corrosive and tested HEWI fixing material - fulfils the requirements to Britsh-Standard BS 8300:2009+A1:2010/Doc M. Article no.: HEWI 900.51.90960 | https://catalog.hewi.com/en/p/9005190960 | https://catalog.hewi.com/storage/downloads/HEWI_900_51_90960_en.pdf
900.51.909XA | HEWI Backrest | Backrest rail, System 900 - backrest with fixing rails with roses on both sides - serves as back support for toilet users - for wall mounting next to the hinged support rails, design (B) from System 900 - for wall mounting - 330 mm high and 150 mm deep, backrest 350 mm wide, rail diameter 32 mm, tube thickness 2 mm - centre-to-centre from 482 to 582 mm (clear dimension between the rails of the hinged support rails 548-648 mm) adjustable on site - backrest made of synthetic material in HEWI colours 98 (signal white) and 92 (anthracite grey) - connection made of high-quality stainless steel, surface satin - including non-corrosive and tested HEWI fixing material - fulfils the requirements to Britsh-Standard BS 8300:2009+A1:2010/Doc M. Article no.: HEWI 900.51.909XA | https://catalog.hewi.com/en/p/90051909XA | https://catalog.hewi.com/storage/downloads/HEWI_900_51_909XA_en.pdf
900.51.91060 | HEWI Backrest | Backrest, System 900 - backrest with rear mounting brackets - serves as back support for toilet users - for wall mounting - 330 mm high and 141 mm deep, 350 mm wide - connection made of high-quality stainless steel, powder-coated in the HEWI colours AS (matt white), CV (matt black) and AF (anthracite grey matt) - backrest made of synthetic material in colour of the connection - including non-corrosive and tested HEWI fixing material Article no.: HEWI 900.51.91060 | https://catalog.hewi.com/en/p/9005191060 | https://catalog.hewi.com/storage/downloads/HEWI_900_51_91060_en.pdf
900.51.91140 | HEWI Mobile backrest rail | Mobile back support, System 900 - backrest with fixing rails with roses on both sides - serves as back support for toilet users - for wall mounting - for mobile use - 330 mm high and 150 mm deep, backrest 350 mm wide, rail diameter 32 mm, tube thickness 2 mm - Centre-to-centre distance from 582 to 682 mm, adjustable on site - easy mounting due to individually mountable stainless steel fixing plates for hanging the rail - is secured with fastening screw (theft protection) - backrest made of synthetic material in HEWI colours 98 (signal white) and 92 (anthracite grey) - connection made of high-quality stainless steel, Surface chrome - including non-corrosive and tested HEWI fixing material - fulfils the DIN 18040 and ÖNORM B1600/1601 requirements. Article no.: HEWI 900.51.91140 | https://catalog.hewi.com/en/p/9005191140 | https://catalog.hewi.com/storage/downloads/HEWI_900_51_91140_en.pdf
900.51.91160 | HEWI Mobile backrest rail | Mobile back support, System 900 - backrest with fixing rails with roses on both sides - serves as back support for toilet users - for wall mounting - for mobile use - 330 mm high and 150 mm deep, backrest 350 mm wide, rail diameter 32 mm, tube thickness 2 mm - Centre-to-centre distance from 582 to 682 mm, adjustable on site - easy mounting due to individually mountable stainless steel fixing plates for hanging the rail - is secured with fastening screw (theft protection) - connection made of high-quality stainless steel, powder-coated in HEWI colour CV (deep matt black) and ER (deep matt dark grey pearl mica) with black backrest or powder-coated in HEWI colour AS (deep matt white) with white backrest - including non-corrosive and tested HEWI fixing material - fulfils the DIN 18040 and ÖNORM B1600/1601 requirements. Article no.: HEWI 900.51.91160 | https://catalog.hewi.com/en/p/9005191160 | https://catalog.hewi.com/storage/downloads/HEWI_900_51_91160_en.pdf
900.51.911XA | HEWI Mobile backrest rail | Mobile back support, System 900 - backrest with fixing rails with roses on both sides - serves as back support for toilet users - for wall mounting - for mobile use - 330 mm high and 150 mm deep, backrest 350 mm wide, rail diameter 32 mm, tube thickness 2 mm - Centre-to-centre distance from 582 to 682 mm, adjustable on site - easy mounting due to individually mountable stainless steel fixing plates for hanging the rail - is secured with fastening screw (theft protection) - backrest made of synthetic material in HEWI colours 98 (signal white) and 92 (anthracite grey) - connection made of high-quality stainless steel, satin finished - including non-corrosive and tested HEWI fixing material - fulfils the DIN 18040 and ÖNORM B1600/1601 requirements. Article no.: HEWI 900.51.911XA | https://catalog.hewi.com/en/p/90051911XA | https://catalog.hewi.com/storage/downloads/HEWI_900_51_911XA_en.pdf
900.51.91240 | HEWI Mobile backrest rail | Mobile back support, System 900 - backrest with fixing rails on both sides - serves as back support for toilet users - one-sided installation on the wall with rose (right) - single-sided mounting on folding support handle, design (A) from the System 900 (left) - for mobile use - 330 mm high and 150 mm deep, backrest 350 mm wide, rail diameter 32 mm, tube thickness 2 mm - Centre-to-centre distance adjustable by the customer (clear dimension between the bar of the hinged support rail and the centre-to-centre distance of the wall fastening 616-716 mm) - easy wall mounting due to individually mountable stainless steel fastening plate for hanging the rail - is secured with fastening screw (theft protection) - backrest made of synthetic material in HEWI colours 98 (signal white) and 92 (anthracite grey) - connection made of high-quality stainless steel, Surface chrome - including non-corrosive and tested HEWI fixing material - fulfils the DIN 18040 and ÖNORM B1600/1601 requirements. Article no.: HEWI 900.51.91240 | https://catalog.hewi.com/en/p/9005191240 | https://catalog.hewi.com/storage/downloads/HEWI_900_51_91240_en.pdf
900.51.91260 | HEWI Mobile backrest rail | Mobile back support, System 900 - backrest with fixing rails on both sides - serves as back support for toilet users - one-sided installation on the wall with rose (right) - single-sided mounting on folding support handle, design (A) from the System 900 (left) - for mobile use - 330 mm high and 150 mm deep, backrest 350 mm wide, rail diameter 32 mm, tube thickness 2 mm - Centre-to-centre distance adjustable by the customer (clear dimension between the bar of the hinged support rail and the centre-to-centre distance of the wall fastening 616-716 mm) - easy wall mounting due to individually mountable stainless steel fastening plate for hanging the rail - is secured with fastening screw (theft protection) - Wall connector made of high-quality stainless steel, powder-coated in HEWI colour CV (deep matt black) and ER (deep matt dark grey pearl mica) with black backrest or powder-coated in HEWI colour AS (deep matt white) with white backrest - including non-corrosive and tested HEWI fixing material - fulfils the DIN 18040 and ÖNORM B1600/1601 requirements. Article no.: HEWI 900.51.91260 | https://catalog.hewi.com/en/p/9005191260 | https://catalog.hewi.com/storage/downloads/HEWI_900_51_91260_en.pdf
900.51.912XA | HEWI Mobile backrest rail | Mobile back support, System 900 - backrest with fixing rails on both sides - serves as back support for toilet users - one-sided installation on the wall with rose (right) - single-sided mounting on folding support handle, design (A) from the System 900 (left) - for mobile use - 330 mm high and 150 mm deep, backrest 350 mm wide, rail diameter 32 mm, tube thickness 2 mm - Centre-to-centre distance adjustable by the customer (clear dimension between the bar of the hinged support rail and the centre-to-centre distance of the wall fastening 616-716 mm) - easy wall mounting due to individually mountable stainless steel fastening plate for hanging the rail - is secured with fastening screw (theft protection) - backrest made of synthetic material in HEWI colours 98 (signal white) and 92 (anthracite grey) - connection made of high-quality stainless steel, satin finished - including non-corrosive and tested HEWI fixing material - fulfils the DIN 18040 and ÖNORM B1600/1601 requirements. Article no.: HEWI 900.51.912XA | https://catalog.hewi.com/en/p/90051912XA | https://catalog.hewi.com/storage/downloads/HEWI_900_51_912XA_en.pdf
900.51.91340 | HEWI Mobile backrest rail | Mobile back support, System 900 - backrest with fixing rails on both sides - serves as back support for toilet users - one-sided installation on the wall with rose (left) - single-sided mounting on folding support handle, design (A) from the System 900 (right) - for mobile use - 330 mm high and 150 mm deep, backrest 350 mm wide, rail diameter 32 mm, tube thickness 2 mm - Centre-to-centre distance adjustable by the customer (clear dimension between the bar of the hinged support rail and the centre-to-centre distance of the wall fastening 616-716 mm) - easy wall mounting due to individually mountable stainless steel fastening plate for hanging the rail - is secured with fastening screw (theft protection) - backrest made of synthetic material in HEWI colours 98 (signal white) and 92 (anthracite grey) - connection made of high-quality stainless steel, Surface chrome - including non-corrosive and tested HEWI fixing material - fulfils the DIN 18040 and ÖNORM B1600/1601 requirements. Article no.: HEWI 900.51.91340 | https://catalog.hewi.com/en/p/9005191340 | https://catalog.hewi.com/storage/downloads/HEWI_900_51_91340_en.pdf
900.51.91360 | HEWI Mobile backrest rail | Mobile back support, System 900 - backrest with fixing rails on both sides - serves as back support for toilet users - one-sided installation on the wall with rose (left) - single-sided mounting on folding support handle, design (A) from the System 900 (right) - for mobile use - 330 mm high and 150 mm deep, backrest 350 mm wide, rail diameter 32 mm, tube thickness 2 mm - Centre-to-centre distance adjustable by the customer (clear dimension between the bar of the hinged support rail and the centre-to-centre distance of the wall fastening 616-716 mm) - easy wall mounting due to individually mountable stainless steel fastening plate for hanging the rail - is secured with fastening screw (theft protection) - Wall connector made of high-quality stainless steel, powder-coated in HEWI colour CV (deep matt black) and ER (deep matt dark grey pearl mica) with black backrest or powder-coated in HEWI colour AS (deep matt white) with white backrest - including non-corrosive and tested HEWI fixing material - fulfils the DIN 18040 and ÖNORM B1600/1601 requirements. Article no.: HEWI 900.51.91360 | https://catalog.hewi.com/en/p/9005191360 | https://catalog.hewi.com/storage/downloads/HEWI_900_51_91360_en.pdf
900.51.913XA | HEWI Mobile backrest rail | Mobile back support, System 900 - backrest with fixing rails on both sides - serves as back support for toilet users - one-sided installation on the wall with rose (left) - single-sided mounting on folding support handle, design (A) from the System 900 (right) - for mobile use - 330 mm high and 150 mm deep, backrest 350 mm wide, rail diameter 32 mm, tube thickness 2 mm - Centre-to-centre distance adjustable by the customer (clear dimension between the bar of the hinged support rail and the centre-to-centre distance of the wall fastening 616-716 mm) - easy wall mounting due to individually mountable stainless steel fastening plate for hanging the rail - is secured with fastening screw (theft protection) - backrest made of synthetic material in HEWI colours 98 (signal white) and 92 (anthracite grey) - connection made of high-quality stainless steel, satin finished - including non-corrosive and tested HEWI fixing material - fulfils the DIN 18040 and ÖNORM B1600/1601 requirements. Article no.: HEWI 900.51.913XA | https://catalog.hewi.com/en/p/90051913XA | https://catalog.hewi.com/storage/downloads/HEWI_900_51_913XA_en.pdf
900.51.91440 | HEWI Mobile backrest rail | Mobile back support, System 900 - backrest with fixing rails with roses on both sides - serves as back support for toilet users - for wall mounting - for mobile use - 330 mm high and 150 mm deep, backrest 350 mm wide, rail diameter 32 mm, tube thickness 2 mm - Centre-to-centre distance from 478 to 578 mm, adjustable on site - easy wall mounting due to individually mountable stainless steel fastening plate for hanging the rail - is secured with fastening screw (theft protection) - backrest made of synthetic material in HEWI colours 98 (signal white) and 92 (anthracite grey) - connection made of high-quality stainless steel, Surface chrome - including non-corrosive and tested HEWI fixing material - meets the requirements of BS standard BS 8300:2009+A1:2010/Doc M Article no.: HEWI 900.51.91440 | https://catalog.hewi.com/en/p/9005191440 | https://catalog.hewi.com/storage/downloads/HEWI_900_51_91440_en.pdf
900.51.91460 | HEWI Mobile backrest rail | Mobile back support, System 900 - backrest with fixing rails with roses on both sides - serves as back support for toilet users - for wall mounting - for mobile use - 330 mm high and 150 mm deep, backrest 350 mm wide, rail diameter 32 mm, tube thickness 2 mm - Centre-to-centre distance from 478 to 578 mm, adjustable on site - easy wall mounting due to individually mountable stainless steel fastening plate for hanging the rail - is secured with fastening screw (theft protection) - Wall connector made of high-quality stainless steel, powder-coated in HEWI colour CV (deep matt black) and ER (deep matt dark grey pearl mica) with black backrest or powder-coated in HEWI colour AS (deep matt white) with white backrest - including non-corrosive and tested HEWI fixing material - meets the requirements of BS standard BS 8300:2009+A1:2010/Doc M Article no.: HEWI 900.51.91460 | https://catalog.hewi.com/en/p/9005191460 | https://catalog.hewi.com/storage/downloads/HEWI_900_51_91460_en.pdf
900.51.914XA | HEWI Mobile backrest rail | Mobile back support, System 900 - backrest with fixing rails with roses on both sides - serves as back support for toilet users - for wall mounting - for mobile use - 330 mm high and 150 mm deep, backrest 350 mm wide, rail diameter 32 mm, tube thickness 2 mm Centre-to-centre distance from 478 to 578 mm, adjustable on site - easy wall mounting due to individually mountable stainless steel fastening plate for hanging the rail - is secured with fastening screw (theft protection) - backrest made of synthetic material in HEWI colours 98 (signal white) and 92 (anthracite grey) - connection made of high-quality stainless steel, matt satin surface - including non-corrosive and tested HEWI fixing material - meets the requirements of BS standard BS 8300:2009+A1:2010/Doc M Article no.: HEWI 900.51.914XA | https://catalog.hewi.com/en/p/90051914XA | https://catalog.hewi.com/storage/downloads/HEWI_900_51_914XA_en.pdf
900.51B21590 | HEWI Hinged seat | Fold-away seat with wall bracket, System 900 - construction consisting of wall bracket, bar, seat bracket and seat surface - anti-slip, textured synthetic seat surface in HEWI colours 98 (signal white), 92 (anthracite grey) and 90 (jet black) - wall bracket and bracket made of high-quality plastic in HEWI colours 98 (signal white), 92 (anthracite grey) and 90 (jet black), matching the seat surface - additional wall support allows increased legroom as no floor support is necessary - the slightly curved shape of the seat defines the sitting position and provides comfortable support - seat can be folded up to save space - seat depth when folded up 44 mm - maintenance-free, permanently smooth-running joint - load capacity up to 150 kg - 350 mm wide, 370 mm deep and 230 mm high - seat 350 mm wide and 340 mm deep - for installation with corrosion-free and tested HEWI fixing material for different wall constructions (to be ordered separately) - sealing tape and sealing discs for sealing the fixing points according to DIN 18534 are included in the scope of delivery Article no.: HEWI 900.51B21590 | https://catalog.hewi.com/en/p/90051B21590 | https://catalog.hewi.com/storage/downloads/HEWI_900_51B21590_en.pdf
900.51B21690 | HEWI Hinged seat | Fold-away seat with wall bracket, System 900 - construction consisting of wall bracket, bar, seat bracket and seat surface - anti-slip, textured synthetic seat surface in HEWI colours 98 (signal white), 92 (anthracite grey) and 90 (jet black) - wall bracket and bracket made of high-quality plastic in HEWI colours 98 (signal white), 92 (anthracite grey) and 90 (jet black), matching the seat surface - additional wall support allows increased legroom as no floor support is necessary - the slightly curved shape of the seat defines the sitting position and provides comfortable support - seat can be folded up to save space - seat depth when folded up 44 mm - maintenance-free, permanently smooth-running joint - load capacity up to 150 kg - 450 mm wide, 480 mm deep and 230 mm high - seat 450 mm wide and 450 mm deep - for installation with corrosion-free and tested HEWI fixing material for different wall constructions (to be ordered separately) - sealing tape and sealing discs for sealing the fixing points according to DIN 18534 are included in the scope of delivery - meets the requirements of DIN 18040, ÖNORM B1600/1601 and SIA 500 Article no.: HEWI 900.51B21690 | https://catalog.hewi.com/en/p/90051B21690 | https://catalog.hewi.com/storage/downloads/HEWI_900_51B21690_en.pdf
900.90.00140 | HEWI Walking aid holder | Walking aid holder system 900 - made of high-quality stainless steel, chrome - 120 mm wide, 35 mm high, 135 mm deep - for wall mounting, concealed fixing - including non-corrosive HEWI fixing material Article no.: HEWI 900.90.00140 | https://catalog.hewi.com/en/p/9009000140 | https://catalog.hewi.com/storage/downloads/HEWI_900_90_00140_en.pdf
900.90.00160 | HEWI Walking aid holder | Walking aid holder system 900 - made of high-quality stainless steel, powder-coated in HEWI colours DX (matt white), DC (matt black) and SC (matt dark grey pearl mica) - 120 mm wide, 35 mm high, 135 mm deep - for wall mounting, concealed fixing - including non-corrosive HEWI fixing material Article no.: HEWI 900.90.00160 | https://catalog.hewi.com/en/p/9009000160 | https://catalog.hewi.com/storage/downloads/HEWI_900_90_00160_en.pdf
900.90.001XA | HEWI Walking aid holder | Walking aid holder system 900 - made of high-quality stainless steel, satin finish - 120 mm wide, 35 mm high, 135 mm deep - for wall mounting, concealed fixing - including non-corrosive HEWI fixing material Article no.: HEWI 900.90.001XA | https://catalog.hewi.com/en/p/90090001XA | https://catalog.hewi.com/storage/downloads/HEWI_900_90_001XA_en.pdf
900Q03.00040 | HEWI Shelf | System 900 Q shelf - shelf in a geometric square design - for use at the washbasin - made of metal, high-quality chrome-plated - width 200 mm, height 40 mm, depth 98 mm - for wall mounting, Concealed fixing - includes corrosion-free HEWI mounting materials Article no.: HEWI 900Q03.00040 | https://catalog.hewi.com/en/p/900Q0300040 | https://catalog.hewi.com/storage/downloads/HEWI_900Q03_00040_en.pdf
900Q03.00060 | HEWI Shelf | System 900 Q shelf - shelf in a geometric square design - for use at the washbasin - made of metal, powder-coated in HEWI colours DX (white deep matt), DC (matt black) and SC (matt dark grey pearl mica) - width 200 mm, height 40 mm, depth 98 mm - for wall mounting, Concealed fixing - includes corrosion-free HEWI mounting materials Article no.: HEWI 900Q03.00060 | https://catalog.hewi.com/en/p/900Q0300060 | https://catalog.hewi.com/storage/downloads/HEWI_900Q03_00060_en.pdf
900Q03.00240 | HEWI Shelf with soap or disinfectant dispenser | System 900 Q shelf with a soap or disinfectant dispenser - for use at the washbasin - shelf in a geometric square design - high-quality chrome-plated, metal shelf - with a protective insert made of plastic for a secure, defined position and to protect the glass insert from damage - width 200 mm, height 158 mm, depth 98 mm - soap dispenser made of high-quality, satin-finished crystal glass - high-quality chrome-plated pump head - capacity approx. 250 ml - concealed fixing, for wall mounting - includes corrosion-free HEWI fixing materials Article no.: HEWI 900Q03.00240 | https://catalog.hewi.com/en/p/900Q0300240 | https://catalog.hewi.com/storage/downloads/HEWI_900Q03_00240_en.pdf
900Q03.00260 | HEWI Shelf with soap or disinfectant dispenser | System 900 Q shelf with a soap or disinfectant dispenser - for use at the washbasin - shelf in a geometric square design - metal shelf, powder coated in the HEWI colours DC (matt black) with a pump head in matt black, DX (matt white) with a pump head in matt white or SC (matt dark grey pearl mica) with a pump head in matt black - with a protective insert made of plastic for a secure, defined position and to protect the glass insert from damage - width 200 mm, height 158 mm, depth 98 mm - soap dispenser made of high-quality, satin-finished crystal glass - capacity approx. 250 ml - concealed fixing, for wall mounting - includes corrosion-free HEWI fixing materials Article no.: HEWI 900Q03.00260 | https://catalog.hewi.com/en/p/900Q0300260 | https://catalog.hewi.com/storage/downloads/HEWI_900Q03_00260_en.pdf
900Q03.00740 | HEWI Shelf | System 900 Q shelf - shelf comprising side holder elements and a glass panel - holder made of high-quality stainless steel in a geometric square design, chrome-plated - shelf panel made of ESG glass (4 mm), satin-finish on underside - width 616 mm, height 20 mm, depth 122 mm - for wall mounting, Concealed fixing - includes corrosion-free HEWI mounting materials Article no.: HEWI 900Q03.00740 | https://catalog.hewi.com/en/p/900Q0300740 | https://catalog.hewi.com/storage/downloads/HEWI_900Q03_00740_en.pdf
900Q03.00760 | HEWI Shelf | System 900 Q shelf - shelf comprising side holder elements and a glass panel - holder made of high-quality stainless steel in a square design, powder-coated in HEWI colours DX (white deep matt), DC (matt black) and SC (matt dark grey pearl mica) - shelf panel made of ESG glass (4 mm), satin-finish on underside - width 616 mm, height 20 mm, depth 122 mm - for wall mounting, Concealed fixing - includes corrosion-free HEWI mounting materials Article no.: HEWI 900Q03.00760 | https://catalog.hewi.com/en/p/900Q0300760 | https://catalog.hewi.com/storage/downloads/HEWI_900Q03_00760_en.pdf
900Q03.007XA | HEWI Shelf | System 900 Q shelf - shelf comprising side holder elements and a glass panel - holder made of high-quality stainless steel in a geometric square design, satin finished - shelf panel made of ESG glass (4 mm), satin-finish on underside - width 616 mm, height 20 mm, depth 122 mm - for wall mounting, Concealed fixing - includes corrosion-free HEWI mounting materials Article no.: HEWI 900Q03.007XA | https://catalog.hewi.com/en/p/900Q03007XA | https://catalog.hewi.com/storage/downloads/HEWI_900Q03_007XA_en.pdf
900Q04.00040 | HEWI Glass tumbler with holder | System 900 Q glass tumbler with holder - wall holder in a geometric square design - holder made of metal, high-quality chrome-plated - with protective ring made of plastic for a safe, defined position and to protect the glass insert from damage - width 90 mm, height 98 mm, depth 98 mm - cylindrical tumbler made of high-quality, satin-finish crystal glass - for wall mounting, Concealed fixing - includes corrosion-free HEWI mounting materials Article no.: HEWI 900Q04.00040 | https://catalog.hewi.com/en/p/900Q0400040 | https://catalog.hewi.com/storage/downloads/HEWI_900Q04_00040_en.pdf
900Q04.00060 | HEWI Glass tumbler with holder | System 900 Q glass cup with holder - wall holder in a geometric square design - holder made of metal, powder-coated in HEWI colours DX (white deep matt), DC (matt black) and SC (matt dark grey pearl mica) - with protective ring made of plastic for a safe, defined position and to protect the glass insert from damage - width 90 mm, height 98 mm, depth 98 mm - cylindrical tumbler made of high-quality, satin-finish crystal glass - for wall mounting, Concealed fixing - includes corrosion-free HEWI mounting materials Article no.: HEWI 900Q04.00060 | https://catalog.hewi.com/en/p/900Q0400060 | https://catalog.hewi.com/storage/downloads/HEWI_900Q04_00060_en.pdf
900Q06.00040 | HEWI Soap or disinfectant dispenser with holder | System 900 Q soap or disinfectant dispenser with a holder - for use at the washbasin - wall holder in a geometric square design - holder made of high-quality chrome-plated, metal - with a protective insert made of plastic for a secure, defined position and to protect the glass insert from damage - width 90 mm, height 158 mm, depth 98 mm - soap dispenser made of high-quality, satin-finished crystal glass - high-quality chrome-plated pump head - capacity approx. 250 ml - concealed fixing, for wall mounting - includes corrosion-free HEWI fixing materials Article no.: HEWI 900Q06.00040 | https://catalog.hewi.com/en/p/900Q0600040 | https://catalog.hewi.com/storage/downloads/HEWI_900Q06_00040_en.pdf
900Q06.00060 | HEWI Soap or disinfectant dispenser with holder | System 900 Q soap or disinfectant dispenser with a holder - for use at the washbasin - wall holder in a geometric square design - holder made of metal, powder coated in the HEWI colours DC (matt black) with a pump head in matt black, DX (matt white) with a pump head in matt white or SC (matt dark grey pearl mica) with a pump head in matt black - with a protective insert made of plastic for a secure, defined position and to protect the glass insert from damage - width 90 mm, height 158 mm, depth 98 mm - soap dispenser made of high-quality, satin-finished crystal glass - capacity approx. 250 ml - concealed fixing, for wall mounting - includes corrosion-free HEWI fixing materials Article no.: HEWI 900Q06.00060 | https://catalog.hewi.com/en/p/900Q0600060 | https://catalog.hewi.com/storage/downloads/HEWI_900Q06_00060_en.pdf
900Q09.00040 | HEWI Towel rail | System 900 Q towel holder - towel holder with two arms, one above the other, in a geometric square design - for hanging up towels and other pieces of clothing - the arms can be swivelled 180° independently of each other - made of high-quality stainless steel, chrome-plated - 446 mm long, 72 mm high - for wall mounting, Concealed fixing - includes corrosion-free HEWI mounting materials Article no.: HEWI 900Q09.00040 | https://catalog.hewi.com/en/p/900Q0900040 | https://catalog.hewi.com/storage/downloads/HEWI_900Q09_00040_en.pdf
900Q09.00060 | HEWI Towel rail | System 900 Q towel holder - towel holder with two arms, one above the other, in a geometric square design - for hanging up towels and other pieces of clothing - the arms can be swivelled 180° independently of each other - made of high-quality stainless steel, powder-coated in HEWI colours DX (white deep matt), DC (matt black) and SC (matt dark grey pearl mica) - 446 mm long, height 72 mm - for wall mounting, Concealed fixing - includes corrosion-free HEWI mounting materials Article no.: HEWI 900Q09.00060 | https://catalog.hewi.com/en/p/900Q0900060 | https://catalog.hewi.com/storage/downloads/HEWI_900Q09_00060_en.pdf
900Q09.000XA | HEWI Towel rail | System 900 Q towel holder - towel holder with two arms, one above the other, in a geometric square design - for hanging up towels and other pieces of clothing - the arms can be swivelled 180° independently of each other - made of high-quality stainless steel, satin finished - 446 mm long, height 72 mm - for wall mounting, Concealed fixing - includes corrosion-free HEWI mounting materials Article no.: HEWI 900Q09.000XA | https://catalog.hewi.com/en/p/900Q09000XA | https://catalog.hewi.com/storage/downloads/HEWI_900Q09_000XA_en.pdf
900Q20.00040 | HEWI Toilet brush unit | System 900 Q toilet brush unit - WC brush unit comprising a holder in a geometric square design, glass brush container and WC brush - brush head can be replaced due to bayonet fixing - glass container can be removed for cleaning - holder made of metal, high-quality chrome-plated - with protective insert made of plastic for a safe, defined position and to protect the glass insert from damage - width 105 mm, height 436 mm, depth 118 mm - cylindrical glass insert made of high-quality, satin-finish glass - for wall mounting, Concealed fixing - includes corrosion-free HEWI mounting materials Article no.: HEWI 900Q20.00040 | https://catalog.hewi.com/en/p/900Q2000040 | https://catalog.hewi.com/storage/downloads/HEWI_900Q20_00040_en.pdf
900Q20.00060 | HEWI Toilet brush unit | System 900 Q toilet brush unit - WC brush unit comprising a holder in a geometric square design, glass brush container and WC brush - brush head can be replaced due to bayonet fixing - glass container can be removed for cleaning - holder made of metal, powder-coated in HEWI colours DX (white deep matt), DC (matt black) and SC (matt dark grey pearl mica) - with protective insert made of plastic for a safe, defined position and to protect the glass insert from damage - width 105 mm, height 436 mm, depth 118 mm - glass insert made of high-quality, satin-finish glass - for wall mounting, Concealed fixing - includes corrosion-free HEWI mounting materials Article no.: HEWI 900Q20.00060 | https://catalog.hewi.com/en/p/900Q2000060 | https://catalog.hewi.com/storage/downloads/HEWI_900Q20_00060_en.pdf
900Q20.00160 | HEWI Toilet brush unit | System 900 Q toilet brush unit - WC brush unit comprising a holder in a geometric square design with plastic insert and WC brush - brush head can be replaced due to bayonet fixing - inner container made of matt black plastic can be removed for cleaning - made of high-quality stainless steel, powder-coated in HEWI colours DX (white deep matt), DC (matt black) and SC (matt dark grey pearl mica) - width 90 mm, height 440 mm, depth 100 mm - for wall mounting, Concealed fixing - includes corrosion-free HEWI mounting materials Article no.: HEWI 900Q20.00160 | https://catalog.hewi.com/en/p/900Q2000160 | https://catalog.hewi.com/storage/downloads/HEWI_900Q20_00160_en.pdf
900Q20.001XA | HEWI Toilet brush unit | System 900 Q toilet brush unit - WC brush unit comprising a holder in a geometric square design with plastic insert and WC brush - brush head can be replaced due to bayonet fixing - inner container made of matt black plastic, can be removed for cleaning - made of high-quality stainless steel, satin finished - width 90 mm, height 440 mm, depth 100 mm - for wall mounting, Concealed fixing - includes corrosion-free HEWI mounting materials Article no.: HEWI 900Q20.001XA | https://catalog.hewi.com/en/p/900Q20001XA | https://catalog.hewi.com/storage/downloads/HEWI_900Q20_001XA_en.pdf
900Q20.00260 | HEWI Toilet brush unit | System 900 Q WC brush unit with lid - WC brush unit comprising a holder in a geometric square design with plastic insert and WC brush with lid - brush head can be replaced due to bayonet fixing - inner container made of matt black plastic, can be removed for cleaning - made of high-quality stainless steel, powder-coated in HEWI colours DX (white deep matt), DC (matt black) and SC (matt dark grey pearl mica) - width 90 mm, height 438 mm, depth 100 mm - for wall mounting, Concealed fixing - includes corrosion-free HEWI mounting materials Article no.: HEWI 900Q20.00260 | https://catalog.hewi.com/en/p/900Q2000260 | https://catalog.hewi.com/storage/downloads/HEWI_900Q20_00260_en.pdf
900Q20.002XA | HEWI Toilet brush unit | System 900 Q WC brush unit with lid - WC brush unit comprising a holder in a geometric square design with plastic insert and WC brush with lid - brush head can be replaced due to bayonet fixing - inner container made of matt black plastic, can be removed for cleaning - made of high-quality stainless steel, satin finished - width 90 mm, height 438 mm, depth 100 mm - for wall mounting, Concealed fixing - includes corrosion-free HEWI mounting materials Article no.: HEWI 900Q20.002XA | https://catalog.hewi.com/en/p/900Q20002XA | https://catalog.hewi.com/storage/downloads/HEWI_900Q20_002XA_en.pdf
900Q20.E001 | HEWI Insert toilet brush unit | System 162 Spare part - inner liner made of synthetic material, for toilet brush unit 900Q20.001XA and 900Q20.00160 Article no.: HEWI 900Q20.E001 | https://catalog.hewi.com/en/p/900Q20E001 | https://catalog.hewi.com/storage/downloads/HEWI_900Q20_E001_en.pdf
900Q20.E002 | HEWI Insert toilet brush unit with lid | System 162 Spare part - inner liner made of synthetic material, for toilet brush unit 900Q20.002XA and 900Q20.00260 Article no.: HEWI 900Q20.E002 | https://catalog.hewi.com/en/p/900Q20E002 | https://catalog.hewi.com/storage/downloads/HEWI_900Q20_E002_en.pdf
900Q21.00040 | HEWI Toilet roll holder | System 900 Q toilet roll holder - u-shaped toilet roll holder in a geometric square design, opens to right - hinged - for toilet rolls of up to 120 mm in width - made of high-quality stainless steel, chrome-plated - width 140 mm, height 90 mm, depth 22 mm - for wall mounting, Concealed fixing - includes corrosion-free HEWI mounting materials Article no.: HEWI 900Q21.00040 | https://catalog.hewi.com/en/p/900Q2100040 | https://catalog.hewi.com/storage/downloads/HEWI_900Q21_00040_en.pdf
900Q21.00060 | HEWI Toilet roll holder | System 900 Q toilet roll holder - u-shaped toilet roll holder in a geometric square design, opens to right - hinged - for toilet rolls of up to 120 mm in width - made of high-quality stainless steel, powder-coated in HEWI colours DX (white deep matt), DC (matt black) and SC (matt dark grey pearl mica) - width 140 mm, height 90 mm, depth 22 mm - for wall mounting, Concealed fixing - includes corrosion-free HEWI mounting materials Article no.: HEWI 900Q21.00060 | https://catalog.hewi.com/en/p/900Q2100060 | https://catalog.hewi.com/storage/downloads/HEWI_900Q21_00060_en.pdf
900Q21.000XA | HEWI Toilet roll holder | System 900 Q toilet roll holder - u-shaped toilet roll holder in a geometric square design, opens to right - hinged - for toilet rolls of up to 120 mm in width - made of high-quality stainless steel, satin finished - width 140 mm, height 90 mm, depth 22 mm - for wall mounting, Concealed fixing - includes corrosion-free HEWI mounting materials Article no.: HEWI 900Q21.000XA | https://catalog.hewi.com/en/p/900Q21000XA | https://catalog.hewi.com/storage/downloads/HEWI_900Q21_000XA_en.pdf
900Q21.00140 | HEWI Toilet roll holder | System 900 Q toilet roll holder with cover - u-shaped toilet roll holder in a geometric square design with cover, opens to right - hinged - for toilet rolls of up to 120 mm in width - made of high-quality stainless steel, chrome-plated - width 140 mm, height 90 mm, depth 23 mm - for wall mounting, Concealed fixing - includes corrosion-free HEWI mounting materials Article no.: HEWI 900Q21.00140 | https://catalog.hewi.com/en/p/900Q2100140 | https://catalog.hewi.com/storage/downloads/HEWI_900Q21_00140_en.pdf
900Q21.00160 | HEWI Toilet roll holder | System 900 Q toilet roll holder with cover - u-shaped toilet roll holder in a geometric square design with cover, opens to right - hinged - for toilet rolls of up to 120 mm in width - made of high-quality stainless steel, powder-coated in HEWI colours DX (white deep matt), DC (matt black) and SC (matt dark grey pearl mica) - width 140 mm, height 90 mm, depth 23 mm - for wall mounting, Concealed fixing - includes corrosion-free HEWI mounting materials Article no.: HEWI 900Q21.00160 | https://catalog.hewi.com/en/p/900Q2100160 | https://catalog.hewi.com/storage/downloads/HEWI_900Q21_00160_en.pdf
900Q21.001XA | HEWI Toilet roll holder | System 900 Q toilet roll holder with cover - u-shaped toilet roll holder in a geometric square design with cover, opens to right - hinged - for toilet rolls of up to 120 mm in width - made of high-quality stainless steel, satin finished - width 140 mm, height 90 mm, depth 23 mm - for wall mounting, Concealed fixing - includes corrosion-free HEWI mounting materials Article no.: HEWI 900Q21.001XA | https://catalog.hewi.com/en/p/900Q21001XA | https://catalog.hewi.com/storage/downloads/HEWI_900Q21_001XA_en.pdf
900Q21.00240 | HEWI Toilet roll holder | System 900 Q toilet roll holder with shelf - u-shaped toilet roll holder in a geometric square design with shelf, opens to right - hinged - for toilet rolls of up to 120 mm in width - made of high-quality stainless steel, chrome-plated - width 140 mm, height 106 mm, depth 100 mm - shelf width 140 mm, depth 100 mm - for wall mounting, Concealed fixing - includes corrosion-free HEWI mounting materials Article no.: HEWI 900Q21.00240 | https://catalog.hewi.com/en/p/900Q2100240 | https://catalog.hewi.com/storage/downloads/HEWI_900Q21_00240_en.pdf
900Q21.00260 | HEWI Toilet roll holder | System 900 Q toilet roll holder with shelf - u-shaped toilet roll holder in a geometric square design with shelf, opens to right - hinged - for toilet rolls of up to 120 mm in width - made of high-quality stainless steel, powder-coated in HEWI colours DX (white deep matt), DC (matt black) and SC (matt dark grey pearl mica) - width 140 mm, height 106 mm, depth 100 mm - shelf width 140 mm, depth 100 mm - for wall mounting, Concealed fixing - includes corrosion-free HEWI mounting materials Article no.: HEWI 900Q21.00260 | https://catalog.hewi.com/en/p/900Q2100260 | https://catalog.hewi.com/storage/downloads/HEWI_900Q21_00260_en.pdf
900Q21.002XA | HEWI Toilet roll holder | System 900 Q toilet roll holder with shelf - u-shaped toilet roll holder in a geometric square design with shelf, opens to right - hinged - for toilet rolls of up to 120 mm in width - made of high-quality stainless steel, satin finished - width 140 mm, height 106 mm, depth 100 mm - shelf width 140 mm, depth 100 mm - for wall mounting, Concealed fixing - includes corrosion-free HEWI mounting materials Article no.: HEWI 900Q21.002XA | https://catalog.hewi.com/en/p/900Q21002XA | https://catalog.hewi.com/storage/downloads/HEWI_900Q21_002XA_en.pdf
900Q21.00340 | HEWI Spare roll holder | System 900 Q spare roll holder - spare roll holder in a geometric square design for holding one toilet roll - made of high-quality stainless steel, chrome-plated - width 15 mm, height 20 mm, depth 122 mm - for wall mounting, Concealed fixing - includes corrosion-free HEWI mounting materials Article no.: HEWI 900Q21.00340 | https://catalog.hewi.com/en/p/900Q2100340 | https://catalog.hewi.com/storage/downloads/HEWI_900Q21_00340_en.pdf
900Q21.00360 | HEWI Spare roll holder | System 900 Q spare roll holder - spare roll holder in a geometric square design for holding one toilet roll - made of high-quality stainless steel, powder-coated in HEWI colours DX (white deep matt), DC (matt black) and SC (matt dark grey pearl mica) - width 15 mm, height 20 mm, depth 122 mm - for wall mounting, Concealed fixing - includes corrosion-free HEWI mounting materials Article no.: HEWI 900Q21.00360 | https://catalog.hewi.com/en/p/900Q2100360 | https://catalog.hewi.com/storage/downloads/HEWI_900Q21_00360_en.pdf
900Q21.003XA | HEWI Spare roll holder | System 900 Q spare roll holder - spare roll holder in a geometric square design for holding one toilet roll - made of high-quality stainless steel, satin finished - width 15 mm, height 20 mm, depth 122 mm - for wall mounting, Concealed fixing - includes corrosion-free HEWI mounting materials Article no.: HEWI 900Q21.003XA | https://catalog.hewi.com/en/p/900Q21003XA | https://catalog.hewi.com/storage/downloads/HEWI_900Q21_003XA_en.pdf
900Q21.00440 | HEWI Spare roll holder | System 900 Q spare roll holder - spare roll holder in a geometric square design for holding two toilet rolls - made of high-quality stainless steel, chrome-plated - width 20 mm, height 238 mm, depth 63 mm - for wall mounting, Concealed fixing - includes corrosion-free HEWI mounting materials Article no.: HEWI 900Q21.00440 | https://catalog.hewi.com/en/p/900Q2100440 | https://catalog.hewi.com/storage/downloads/HEWI_900Q21_00440_en.pdf
900Q21.00460 | HEWI Spare roll holder | System 900 Q spare roll holder - spare roll holder in a geometric square design for holding two toilet rolls - made of high-quality stainless steel, powder-coated in HEWI colours DX (white deep matt), DC (matt black) and SC (matt dark grey pearl mica) - width 20 mm, height 238 mm, depth 63 mm - for wall mounting, Concealed fixing - includes corrosion-free HEWI mounting materials Article no.: HEWI 900Q21.00460 | https://catalog.hewi.com/en/p/900Q2100460 | https://catalog.hewi.com/storage/downloads/HEWI_900Q21_00460_en.pdf
900Q21.004XA | HEWI Spare roll holder | System 900 Q spare roll holder - spare roll holder in a geometric square design for holding two toilet rolls - made of high-quality stainless steel, satin finished - width 20 mm, height 238 mm, depth 63 mm - for wall mounting, Concealed fixing - includes corrosion-free HEWI mounting materials Article no.: HEWI 900Q21.004XA | https://catalog.hewi.com/en/p/900Q21004XA | https://catalog.hewi.com/storage/downloads/HEWI_900Q21_004XA_en.pdf
900Q30.00040 | HEWI Towel rail | System 900 Q towel holder - towel holder in a geometric square design - made of high-quality stainless steel, chrome-plated - width 250 mm, height 20 mm, depth 70 mm - for wall mounting, Concealed fixing - includes corrosion-free HEWI mounting materials Article no.: HEWI 900Q30.00040 | https://catalog.hewi.com/en/p/900Q3000040 | https://catalog.hewi.com/storage/downloads/HEWI_900Q30_00040_en.pdf
900Q30.00060 | HEWI Towel rail | System 900 Q towel holder - towel holder in a geometric square design - made of high-quality stainless steel, powder-coated in HEWI colours DX (white deep matt), DC (matt black) and SC (matt dark grey pearl mica) - width 250 mm, height 20 mm, depth 70 mm - for wall mounting, Concealed fixing - includes corrosion-free HEWI mounting materials Article no.: HEWI 900Q30.00060 | https://catalog.hewi.com/en/p/900Q3000060 | https://catalog.hewi.com/storage/downloads/HEWI_900Q30_00060_en.pdf
900Q30.000XA | HEWI Towel rail | System 900 Q towel holder - towel holder in a geometric square design - made of high-quality stainless steel, satin finished - width 250 mm, height 20 mm, depth 70 mm - for wall mounting, Concealed fixing - includes corrosion-free HEWI mounting materials Article no.: HEWI 900Q30.000XA | https://catalog.hewi.com/en/p/900Q30000XA | https://catalog.hewi.com/storage/downloads/HEWI_900Q30_000XA_en.pdf
900Q30.00140 | HEWI Bath towel rail | System 900 Q bath towel rail - bath towel rail in a geometric square design - made of high-quality stainless steel, chrome-plated - width 600 mm, height 20 mm, depth 70 mm - for wall mounting, Concealed fixing - includes corrosion-free HEWI mounting materials Article no.: HEWI 900Q30.00140 | https://catalog.hewi.com/en/p/900Q3000140 | https://catalog.hewi.com/storage/downloads/HEWI_900Q30_00140_en.pdf
900Q30.00160 | HEWI Bath towel rail | System 900 Q bath towel rail - bath towel rail in a geometric square design - made of high-quality stainless steel, powder-coated in HEWI colours DX (white deep matt), DC (matt black) and SC (matt dark grey pearl mica) - width 600 mm, height 20 mm, depth 70 mm - for wall mounting, Concealed fixing - includes corrosion-free HEWI mounting materials Article no.: HEWI 900Q30.00160 | https://catalog.hewi.com/en/p/900Q3000160 | https://catalog.hewi.com/storage/downloads/HEWI_900Q30_00160_en.pdf
900Q30.001XA | HEWI Bath towel rail | System 900 Q bath towel rail - bath towel rail in a geometric square design - made of high-quality stainless steel, satin finished - width 600 mm, height 20 mm, depth 70 mm - for wall mounting, Concealed fixing - includes corrosion-free HEWI mounting materials Article no.: HEWI 900Q30.001XA | https://catalog.hewi.com/en/p/900Q30001XA | https://catalog.hewi.com/storage/downloads/HEWI_900Q30_001XA_en.pdf
900Q30.00240 | HEWI Bath towel rail | System 900 Q bath towel rail - bath towel rail in a geometric square design - made of high-quality stainless steel, chrome-plated - width 800 mm, height 20 mm, depth 70 mm - for wall mounting, Concealed fixing - includes corrosion-free HEWI mounting materials Article no.: HEWI 900Q30.00240 | https://catalog.hewi.com/en/p/900Q3000240 | https://catalog.hewi.com/storage/downloads/HEWI_900Q30_00240_en.pdf
900Q30.00260 | HEWI Bath towel rail | System 900 Q bath towel rail - bath towel rail in a geometric square design - made of high-quality stainless steel, powder-coated in HEWI colours DX (white deep matt), DC (matt black) and SC (matt dark grey pearl mica) - width 800 mm, height 20 mm, depth 70 mm - for wall mounting, Concealed fixing - includes corrosion-free HEWI mounting materials Article no.: HEWI 900Q30.00260 | https://catalog.hewi.com/en/p/900Q3000260 | https://catalog.hewi.com/storage/downloads/HEWI_900Q30_00260_en.pdf
900Q30.002XA | HEWI Bath towel rail | System 900 Q bath towel rail - bath towel rail in a geometric square design - made of high-quality stainless steel, satin finished - width 800 mm, height 20 mm, depth 70 mm - for wall mounting, Concealed fixing - includes corrosion-free HEWI mounting materials Article no.: HEWI 900Q30.002XA | https://catalog.hewi.com/en/p/900Q30002XA | https://catalog.hewi.com/storage/downloads/HEWI_900Q30_002XA_en.pdf
900Q90.00040 | HEWI Hook | System 900 Q hook - hook in a geometric square design - made of high-quality stainless steel, chrome-plated - width 15 mm, height 20 mm, depth 38 mm - for wall mounting, Concealed fixing - includes corrosion-free HEWI mounting materials Article no.: HEWI 900Q90.00040 | https://catalog.hewi.com/en/p/900Q9000040 | https://catalog.hewi.com/storage/downloads/HEWI_900Q90_00040_en.pdf
900Q90.00060 | HEWI Hook | System 900 Q hook - hook in a geometric square design - made of high-quality stainless steel, powder-coated in HEWI colours DX (white deep matt), DC (matt black) and SC (matt dark grey pearl mica) - width 15 mm, height 20 mm, depth 38 mm - for wall mounting, Concealed fixing - includes corrosion-free HEWI mounting materials Article no.: HEWI 900Q90.00060 | https://catalog.hewi.com/en/p/900Q9000060 | https://catalog.hewi.com/storage/downloads/HEWI_900Q90_00060_en.pdf
900Q90.000XA | HEWI Hook | System 900 Q hook - hook in a geometric square design - made of high-quality stainless steel, satin finished - width 15 mm, height 20 mm, depth 38 mm - for wall mounting, Concealed fixing - includes corrosion-free HEWI mounting materials Article no.: HEWI 900Q90.000XA | https://catalog.hewi.com/en/p/900Q90000XA | https://catalog.hewi.com/storage/downloads/HEWI_900Q90_000XA_en.pdf
900Q90.001XA | HEWI Double hook | System 900 Q double hook - double hook in a geometric square design - made of high-quality stainless steel, satin finished - width 60 mm, height 20 mm, depth 42 mm - for wall mounting, Concealed fixing - includes corrosion-free HEWI mounting materials Article no.: HEWI 900Q90.001XA | https://catalog.hewi.com/en/p/900Q90001XA | https://catalog.hewi.com/storage/downloads/HEWI_900Q90_001XA_en.pdf
900Q90.00240 | HEWI Double hook | System 900 Q double hook - double hook in a geometric square design - made of high-quality stainless steel, chrome-plated - width 75 mm, height 40 mm, depth 44 mm - for wall mounting, Concealed fixing - includes corrosion-free HEWI mounting materials Article no.: HEWI 900Q90.00240 | https://catalog.hewi.com/en/p/900Q9000240 | https://catalog.hewi.com/storage/downloads/HEWI_900Q90_00240_en.pdf
900Q90.00260 | HEWI Double hook | System 900 Q double hook - double hook in a geometric square design - made of high-quality stainless steel, powder-coated in HEWI colours DX (white deep matt), DC (matt black) and SC (matt dark grey pearl mica) - width 75 mm, height 40 mm, depth 44 mm - for wall mounting, Concealed fixing - includes corrosion-free HEWI mounting materials Article no.: HEWI 900Q90.00260 | https://catalog.hewi.com/en/p/900Q9000260 | https://catalog.hewi.com/storage/downloads/HEWI_900Q90_00260_en.pdf
900Q90.00340 | HEWI Hook strip | System 900 Q hook rack - hook rack in a geometric square design - made of high-quality stainless steel, chrome-plated - width 155 mm, height 40 mm, depth 44 mm - for wall mounting, Concealed fixing - includes corrosion-free HEWI mounting materials Article no.: HEWI 900Q90.00340 | https://catalog.hewi.com/en/p/900Q9000340 | https://catalog.hewi.com/storage/downloads/HEWI_900Q90_00340_en.pdf
900Q90.00360 | HEWI Hook strip | System 900 Q hook rack - hook rack in a geometric square design - made of high-quality stainless steel, powder-coated in HEWI colours DX (white deep matt), DC (matt black) and SC (matt dark grey pearl mica) - width 155 mm, height 40 mm, depth 44 mm - for wall mounting, Concealed fixing - includes corrosion-free HEWI mounting materials Article no.: HEWI 900Q90.00360 | https://catalog.hewi.com/en/p/900Q9000360 | https://catalog.hewi.com/storage/downloads/HEWI_900Q90_00360_en.pdf
921037 | HEWI Brush head | Spare brush head - replaceable brush head for HEWI toilet brushes - for toilet brush unit 477.20..., 801.20..., 802.20.100 and 805.20.100 - for toilet brush 477.20..., 801.20..., 802.20.010 and 805.20.010 - for easy replacement on toilet brush due to bayonet fixing - with black bristles Article no.: HEWI 921037 | https://catalog.hewi.com/en/p/921037 | https://catalog.hewi.com/storage/downloads/HEWI_921037_en.pdf
921038 | HEWI Brush head | Spare brush heads - replaceable brush head for HEWI toilet brushes - for toilet brush unit 477.20..., 801.20..., 802.20.100 and 805.20.100 - for toilet brush 477.20..., 801.20..., 802.20.010 and 805.20.010 - for easy replacement on toilet brush due to bayonet fixing - with black bristles - 25 in packing unit. Article no.: HEWI 921038 | https://catalog.hewi.com/en/p/921038 | https://catalog.hewi.com/storage/downloads/HEWI_921038_en.pdf
921044 | HEWI Brush head | Spare brush heads - replaceable brush head for HEWI toilet brushes - for toilet brush unit 477.20..., 801.20..., 802.20.100 and 805.20.100 - for toilet brush 477.20..., 801.20..., 802.20.010 and 805.20.010 - for easy replacement on toilet brush due to bayonet fixing - with black bristles - 5 in packing unit Article no.: HEWI 921044 | https://catalog.hewi.com/en/p/921044 | https://catalog.hewi.com/storage/downloads/HEWI_921044_en.pdf
921050 | HEWI Spare brush head | Spare brush head - replaceable brush head for HEWI toilet brushes - for complete toilet brush units 100.20.100..., 162.20.100..., 800.20.100..., 805.20.200, 815.20... and 900.20... - for individual toilet brushes 100.20.010..., 800.20.010..., 805.20.020 and 900.20.01060 - for easy replacement on toilet brush due to bayonet fixing - brush head made of black polyamide with anthracite grey bristles - diameter 76 mm Article no.: HEWI 921050 | https://catalog.hewi.com/en/p/921050 | https://catalog.hewi.com/storage/downloads/HEWI_921050_en.pdf
921051 | HEWI Spare brush head | Spare brush heads - replaceable brush head for HEWI toilet brushes - for complete toilet brush units 100.20.100..., 162.20.100..., 800.20.100..., 805.20.200, 815.20... and 900.20... - for individual toilet brushes 100.20.010..., 800.20.010..., 805.20.020 and 900.20.01060 - for easy replacement on toilet brush due to bayonet fixing - brush head made of black polyamide with anthracite grey bristles - diameter 76 mm - 5 in packing unit Article no.: HEWI 921051 | https://catalog.hewi.com/en/p/921051 | https://catalog.hewi.com/storage/downloads/HEWI_921051_en.pdf
921052 | HEWI Spare brush head | Spare brush heads - replaceable brush head for HEWI toilet brushes - for complete toilet brush units 100.20.100..., 162.20.100..., 800.20.100..., 805.20.200, 815.20... and 900.20... - for individual toilet brushes 100.20.010..., 800.20.010..., 805.20.020 and 900.20.01060 - for easy replacement on toilet brush due to bayonet fixing - brush head made of black polyamide with anthracite grey bristles - diameter 76 mm - 25 in packing unit Article no.: HEWI 921052 | https://catalog.hewi.com/en/p/921052 | https://catalog.hewi.com/storage/downloads/HEWI_921052_en.pdf
921056 | HEWI Curtain ring | Curtain rings for curtain rails 900.34.... - open rings with small hook to receive a curtain - for hanging curtains on curtain rails with 24 and 25 mm diameter - outer diameter 50 mm, inner diameter 30 mm, 10 mm thick - made of high-quality POM in white - 5 in packing unit Article no.: HEWI 921056 | https://catalog.hewi.com/en/p/921056 | https://catalog.hewi.com/storage/downloads/HEWI_921056_en.pdf
921057 | HEWI Cap | Small cap - for rose cap 805.35.E02 stainless steel - to cover the hole - diameter 8 mm - made of high-quality stainless steel, satin surface finish - 3 in packing unit Article no.: HEWI 921057 | https://catalog.hewi.com/en/p/921057 | https://catalog.hewi.com/storage/downloads/HEWI_921057_en.pdf
921060 | HEWI Curtain ring | Curtain rings for curtain rails 900.34.... - open rings with small hook to receive a curtain - for hanging curtains on curtain rails with 24 and 25 mm diameter - outer diameter 50 mm, inner diameter 30 mm, 10 mm thick - made of high-quality POM in black - 5 in packing unit Article no.: HEWI 921060 | https://catalog.hewi.com/en/p/921060 | https://catalog.hewi.com/storage/downloads/HEWI_921060_en.pdf
950.01.110 | HEWI Mirror | Mirror - rectangular mirror with large radii and coloured backpainted edge - asymmetrical rear painting in HEWI colour 98 (signal white) - concealed fixing - 1000 mm wide, 570 mm high, mirror 6 mm thick - mirror surface 500 mm high, 930 mm wide - mirror made of high-quality float glass - fulfils the DIN 18040, ÖNORM B1600/1601 and SIA 500 requirements Article no.: HEWI 950.01.110 | https://catalog.hewi.com/en/p/95001110 | https://catalog.hewi.com/storage/downloads/HEWI_950_01_110_en.pdf
950.01.11101 | HEWI LED illuminated mirror | LED illuminated mirror - rectangular illuminated mirror with large radii - all-round asymmetrical satin-finish mirror edge with LED back-lighting - high-quality Flex-LED 12 V, approx. 12 watt - warm white light, approx. 3000 Kelvin - LED and switched-mode power supply protected by all-round frame made of metal, silver painted - direct connection 200-240 V - protection class I, IP rating IP44 - CE and UKCA marking according to EMC 2014/30/EU - This product contains a light source of energy efficiency class G - concealed fixing - exclusively vertically mountable - 570 mm wide, 1000 mm high, 37 mm deep - mirror surface 500 mm wide, 930 mm high - mirror made of high-quality float glass, mirror 4 mm thick - fulfils the DIN 18040, ÖNORM B1600/1601 and SIA 500 requirements Article no.: HEWI 950.01.11101 | https://catalog.hewi.com/en/p/9500111101 | https://catalog.hewi.com/storage/downloads/HEWI_950_01_11101_en.pdf
950.01.12200 | HEWI Plate glass mirror | Mirror - square mirror with polished edges - mirror is made of high-quality plate glass - 450 mm wide and 450 mm high, mirror 5 mm thick - concealed fixing Article no.: HEWI 950.01.12200 | https://catalog.hewi.com/en/p/9500112200 | https://catalog.hewi.com/storage/downloads/HEWI_950_01_12200_en.pdf
950.01.12201 | HEWI Plate glass mirror | Mirror - rectangular mirror with polished edges - mirror is made of high-quality plate glass - 650 mm wide and 600 mm high, mirror 5 mm thick - horizontally and vertically mountable - concealed fixing Article no.: HEWI 950.01.12201 | https://catalog.hewi.com/en/p/9500112201 | https://catalog.hewi.com/storage/downloads/HEWI_950_01_12201_en.pdf
950.01.12202 | HEWI Plate glass mirror | Mirror - rectangular mirror with polished edges - mirror is made of high-quality plate glass - 850 mm wide and 600 mm high, mirror 5 mm thick - horizontally and vertically mountable - concealed fixing Article no.: HEWI 950.01.12202 | https://catalog.hewi.com/en/p/9500112202 | https://catalog.hewi.com/storage/downloads/HEWI_950_01_12202_en.pdf
950.01.12203 | HEWI Plate glass mirror | Mirror - rectangular mirror with polished edges - mirror is made of high-quality plate glass - 1000 mm wide and 600 mm high, mirror 5 mm thick - horizontally and vertically mountable - concealed fixing - fulfils the DIN 18040, ÖNORM B1600/1601 and SIA 500 requirements Article no.: HEWI 950.01.12203 | https://catalog.hewi.com/en/p/9500112203 | https://catalog.hewi.com/storage/downloads/HEWI_950_01_12203_en.pdf
950.01.12204 | HEWI Plate glass mirror | Mirror - rectangular mirror with polished edges - mirror is made of high-quality plate glass - 1200 mm wide and 600 mm high, mirror 5 mm thick - horizontally and vertically mountable - concealed fixing - fulfils the DIN 18040, ÖNORM B1600/1601 and SIA 500 requirements Article no.: HEWI 950.01.12204 | https://catalog.hewi.com/en/p/9500112204 | https://catalog.hewi.com/storage/downloads/HEWI_950_01_12204_en.pdf
950.01.12205 | HEWI Plate glass mirror | Mirror - rectangular mirror with polished edges - mirror is made of high-quality plate glass with shatter protection film - 1000 mm wide and 600 mm high, mirror 5 mm thick - horizontally and vertically mountable - concealed fixing - fulfils the DIN 18040, ÖNORM B1600/1601 and SIA 500 requirements Article no.: HEWI 950.01.12205 | https://catalog.hewi.com/en/p/9500112205 | https://catalog.hewi.com/storage/downloads/HEWI_950_01_12205_en.pdf
950.01.12206 | HEWI Plate glass mirror | Mirror - rectangular mirror with polished edges - mirror is made of high-quality plate glass with shatter protection film - 1200 mm wide and 600 mm high, mirror 5 mm thick - horizontally and vertically mountable - concealed fixing - fulfils the DIN 18040, ÖNORM B1600/1601 and SIA 500 requirements Article no.: HEWI 950.01.12206 | https://catalog.hewi.com/en/p/9500112206 | https://catalog.hewi.com/storage/downloads/HEWI_950_01_12206_en.pdf
950.01.225 | HEWI Cosmetic mirror | Make-up mirror - round, unilluminated - double-sided mirror, both sides mirrored, rotatable - set in a chrome-plated metal frame - one side concave, one side flat - 3-fold magnification - mirror diameter 200 mm, mirror surface diameter 190 mm - on double-hinged arm, mounting allows movement, length 365 mm - for wall mounting, concealed 3-point fixing - wall connection diameter 58 mm, 10 mm deep - including non-corrosive HEWI fixing material - high-quality chrome-plated Article no.: HEWI 950.01.225 | https://catalog.hewi.com/en/p/95001225 | https://catalog.hewi.com/storage/downloads/HEWI_950_01_225_en.pdf
950.01.23001 | HEWI Make-up mirror | Cosmetic mirror - round, unlit mirror - framed in a metal frame - 3 x magnification - mirror and mirror surface diameter 220 mm - on straight arm, movable, length 55 mm - total depth 113 mm - for wall mounting, concealed 3-point fixing - wall connection diameter 60 mm, 10 mm deep - including corrosion-free HEWI fixing material - matt black Article no.: HEWI 950.01.23001 | https://catalog.hewi.com/en/p/9500123001 | https://catalog.hewi.com/storage/downloads/HEWI_950_01_23001_en.pdf
950.01.23040 | HEWI Make-up mirror | Cosmetic mirror - round unlit mirror - framed in a chrome-plated metal frame - magnification factor x 3 - mirror and mirror surface diameter 220 mm - on straight arm, movable, length 55 mm - total depth 113 mm - for wall mounting, concealed 3-point fixing - wall connection diameter 60 mm, 10 mm deep - including corrosion-free HEWI fixing material - high-quality chrome-plated Article no.: HEWI 950.01.23040 | https://catalog.hewi.com/en/p/9500123040 | https://catalog.hewi.com/storage/downloads/HEWI_950_01_23040_en.pdf
950.01.26001 | HEWI Cosmetic mirror, illuminated | Cosmetic mirror - round, illuminated - LED lights all round, 20 mm wide - mirror is concave on one side - 5 x magnification - mirror diameter 200 mm, can be turned and tilted - flex-LED 12 V, ca. 3 Watt - two light colours, adjustable, warm white approx. 3000 Kelvin or cold white approx. 5700 Kelvin - in a chrome-plated metal frame - diameter of the mirror surface 160 mm - on a double-joint arm, mobile, length approx. 400 mm - direct connection without a cable, 220-240 V - on and off switch behind the mirror - CE and UKCA marking according to EMC Directive 2014/30/EU - protection class I, IP rating IP44 - This product contains a light source of energy efficiency class F - for wall mounting, concealed 3-point attachment - wall attachment diameter 100 mm, depth approx. 33 mm - including non-corrosive HEWI attachment material - high-quality chrome plating - surface in matt black - suitable for power supplies with voltages between 100 and 240 V, and grid frequencies of between 50 and 60 Hz Article no.: HEWI 950.01.26001 | https://catalog.hewi.com/en/p/9500126001 | https://catalog.hewi.com/storage/downloads/HEWI_950_01_26001_en.pdf
950.01.26002 | HEWI Cosmetic mirror, illuminated | Cosmetic mirror - round, illuminated - LED lights all round, 20 mm wide - mirror is concave on one side - 5 x magnification - mirror diameter 200 mm, can be turned and tilted - flex-LED 12 V, ca. 3 Watt - two light colours, adjustable, warm white approx. 3000 Kelvin or cold white approx. 5700 Kelvin - in a chrome-plated metal frame - diameter of the mirror surface 160 mm - on a double-joint arm, mobile, length approx. 400 mm - direct connection without a cable, 220-240 V - on and off switch behind the mirror - CE and UKCA marking according to EMC Directive 2014/30/EU - protection class I, IP rating IP44 - This product contains a light source of energy efficiency class F - for wall mounting, concealed 3-point attachment - wall attachment diameter 100 mm, depth approx. 33 mm - including non-corrosive HEWI attachment material - surface in matt white - suitable for power supplies with voltages between 100 and 240 V, and grid frequencies of between 50 and 60 Hz Article no.: HEWI 950.01.26002 | https://catalog.hewi.com/en/p/9500126002 | https://catalog.hewi.com/storage/downloads/HEWI_950_01_26002_en.pdf
950.01.26040 | HEWI Cosmetic mirror, illuminated | Cosmetic mirror - round, illuminated - LED lights all round, 20 mm wide - mirror is concave on one side - 5x magnification - mirror diameter 200 mm, can be turned and tilted - flex-LED 12 V, ca. 4.5 Watt - two light colours, adjustable, warm white approx. 3000 Kelvin or cold white approx. 5700 Kelvin - in a chrome-plated metal frame - diameter of the mirror surface 160 mm - on a double-joint arm, mobile, length approx. 400 mm - direct connection without a cable, 220-240 V - on and off switch behind the mirror - CE and UKCA marking according to EMC Directive 2014/30/EU - protection class I, IP rating IP44 - This product contains a light source of energy efficiency class F - for wall mounting, concealed 3-point attachment - wall attachment diameter 100 mm, depth approx. 33 mm - including non-corrosive HEWI attachment material - high-quality chrome plating - suitable for power supplies with voltages between 200 and 240 V, and grid frequencies of between 50 and 60 Hz Article no.: HEWI 950.01.26040 | https://catalog.hewi.com/en/p/9500126040 | https://catalog.hewi.com/storage/downloads/HEWI_950_01_26040_en.pdf
950.01.500 | HEWI Mirror | Mirror - rectangular with coloured, backpainted horizontal edge - mirror made of ESG safety glass with shatter protection film - back-painting in HEWI colour 74 (apple green) - concealed fixing - can only be mounted horizontally - with safety catch - 450 mm wide, 400 mm high, mirror 4 mm thick - mirror surface 450 mm wide, 370 mm high - distance to wall: 12 mm - including fixing material Article no.: HEWI 950.01.500 | https://catalog.hewi.com/en/p/95001500 | https://catalog.hewi.com/storage/downloads/HEWI_950_01_500_en.pdf
950.01.501 | HEWI Mirror | Mirror - rectangular made of ESG safety glass with shatter protection film - concealed fixing - can only be mounted horizontally - with safety catch - 450 mm wide, 400 mm high, mirror 4 mm thick - distance to wall: 12 mm - including fixing material Article no.: HEWI 950.01.501 | https://catalog.hewi.com/en/p/95001501 | https://catalog.hewi.com/storage/downloads/HEWI_950_01_501_en.pdf
950.01.510 | HEWI Mirror | Mirror - rectangular with coloured, backpainted horizontal edge - mirror made of ESG safety glass with shatter protection film - back-painting in HEWI colour 74 (apple green) - concealed fixing - can only be mounted horizontally - with safety catch - 850 mm wide, 400 mm high, mirror 4 mm thick - mirror surface 850 mm wide, 370 mm high - distance to wall: 12 mm - including fixing material Article no.: HEWI 950.01.510 | https://catalog.hewi.com/en/p/95001510 | https://catalog.hewi.com/storage/downloads/HEWI_950_01_510_en.pdf
950.01.511 | HEWI Mirror | Mirror - rectangular made of ESG safety glass with shatter protection film - concealed fixing - can only be mounted horizontally - with safety catch - 850 mm wide, 400 mm high, mirror 4 mm thick - distance to wall: 12 mm - including fixing material Article no.: HEWI 950.01.511 | https://catalog.hewi.com/en/p/95001511 | https://catalog.hewi.com/storage/downloads/HEWI_950_01_511_en.pdf
950.05.100 | HEWI Wastepaper bin | Wastepaper bin - cubic body with recessed wall base - serves as waste bin for used paper towels - capacity approx. 25 l - concealed, integrated bag holder - 300 mm wide, 510 mm high and 170 mm deep - wall-mounted base 15 mm deep - for wall mounting - made of high-quality stainless steel, coated white - slot opening made of high-quality synthetic material, chrome-plated - including non-corrosive HEWI fixing material Article no.: HEWI 950.05.100 | https://catalog.hewi.com/en/p/95005100 | https://catalog.hewi.com/storage/downloads/HEWI_950_05_100_en.pdf
950.05.200 | HEWI Hygiene waste bin | Hygiene waste bin - cubic body with recessed wall base - used as container for hygiene waste - capacity approx. 6 l - concealed, integrated bag holder - lid with lifting flap - 160 mm wide, 300 mm high and 140 mm deep - for wall mounting - bin and lid made of high-quality stainless steel, coated white - slot opening made of high-quality synthetic material, chrome-plated - including non-corrosive HEWI fixing material Article no.: HEWI 950.05.200 | https://catalog.hewi.com/en/p/95005200 | https://catalog.hewi.com/storage/downloads/HEWI_950_05_200_en.pdf
950.05.210 | HEWI Hygiene combination | Hygiene combination - cubic body with recessed wall base - used as container for hygiene waste, capacity approx. 6 l - concealed, integrated bag holder - with an integrated holder for standard hygiene bags made of synthetic material. (max. package size L 130 x B 90 x H 20 mm) - lid with lifting flap - 160 mm wide, 300 mm high and 140 mm deep - for wall mounting - bin and lid made of high-quality stainless steel, coated white - slot opening made of high-quality synthetic material, chrome-plated - including non-corrosive HEWI fixing material Article no.: HEWI 950.05.210 | https://catalog.hewi.com/en/p/95005210 | https://catalog.hewi.com/storage/downloads/HEWI_950_05_210_en.pdf
950.05.30501 | HEWI Waste bin | Waste bin - cylindrical body - capacity 3 litres - lid with soft close function - foot pedal - with removable black inner bin made of synthetic material - floor standing, operated via foot pedal - height 265 mm, diameter 170 mm - made of stainless steel, matt black coating Article no.: HEWI 950.05.30501 | https://catalog.hewi.com/en/p/9500530501 | https://catalog.hewi.com/storage/downloads/HEWI_950_05_30501_en.pdf
950.05.30502 | HEWI Waste bin | Waste bin - cylindrical body - capacity 3 litres - lid with soft close function - foot pedal - with removable black inner bin made of synthetic material - floor standing, operated via foot pedal - height 265 mm, diameter 170 mm - made of stainless steel, matt white coating Article no.: HEWI 950.05.30502 | https://catalog.hewi.com/en/p/9500530502 | https://catalog.hewi.com/storage/downloads/HEWI_950_05_30502_en.pdf
950.05.30540 | HEWI Waste bin | Waste bin - cylindrical body - capacity 3 litres - lid with soft close function - foot pedal - with removable, black inner bin made of synthetic material - floor standing, operation via foot pedal - height 265 mm, diameter 170 mm - made of stainless steel, highly polished Article no.: HEWI 950.05.30540 | https://catalog.hewi.com/en/p/9500530540 | https://catalog.hewi.com/storage/downloads/HEWI_950_05_30540_en.pdf
950.05.31501 | HEWI Waste bin | Waste bin - cylindrical body - capacity 5 litres - lid with soft close function - foot pedal - with removable black inner bin made of synthetic material - floor standing, operated via foot pedal - height 295 mm, diameter 205 mm - made of stainless steel, matt black coating Article no.: HEWI 950.05.31501 | https://catalog.hewi.com/en/p/9500531501 | https://catalog.hewi.com/storage/downloads/HEWI_950_05_31501_en.pdf
950.05.31502 | HEWI Waste bin | Waste bin - cylindrical body - capacity 5 litres - lid with soft close function - foot pedal - with removable black inner bin made of synthetic material - floor standing, operated via foot pedal - height 295 mm, diameter 205 mm - made of stainless steel, matt white coating Article no.: HEWI 950.05.31502 | https://catalog.hewi.com/en/p/9500531502 | https://catalog.hewi.com/storage/downloads/HEWI_950_05_31502_en.pdf
950.05.31540 | HEWI Waste bin | Waste bin - cylindrical body - capacity 5 litres - lid with soft close function - foot pedal - with removable, black inner bin made of synthetic material - floor standing, operation via foot pedal - height 295 mm, diameter 205 mm - made of stainless steel, highly polished Article no.: HEWI 950.05.31540 | https://catalog.hewi.com/en/p/9500531540 | https://catalog.hewi.com/storage/downloads/HEWI_950_05_31540_en.pdf
950.05.400 | HEWI Wastepaper bin | Wastepaper bin - cubic body with recessed wall base - serves as waste bin for used paper towels - capacity approx. 60 l - concealed, integrated bag holder - 340 mm wide, 620 mm high and 260 mm deep - wall-mounted base 15 mm deep - for wall mounting - made of high-quality stainless steel, coated white - slot opening made of high-quality synthetic material, chrome-plated - including non-corrosive HEWI fixing material Article no.: HEWI 950.05.400 | https://catalog.hewi.com/en/p/95005400 | https://catalog.hewi.com/storage/downloads/HEWI_950_05_400_en.pdf
950.05.E01 | HEWI Lid with frame | Spare part: Wastepaper bin - lid with frame for retrofitting wastepaper bin 950.05.100 - lid with lifting flap - made of high-quality stainless steel, coated white - frame made of high-quality synthetic material, chrome-plated Article no.: HEWI 950.05.E01 | https://catalog.hewi.com/en/p/95005E01 | https://catalog.hewi.com/storage/downloads/HEWI_950_05_E01_en.pdf
950.05.E03 | HEWI Lid with frame | Spare part Hygiene waste bin/- combination - lid with frame for retrofitting from hygiene waste bin 950.05.200 and the Hygienecombination 950.05.210 - lid with lifting flap - made of high-quality stainless steel, coated white - frame made of high-quality synthetic material, chrome-plated Article no.: HEWI 950.05.E03 | https://catalog.hewi.com/en/p/95005E03 | https://catalog.hewi.com/storage/downloads/HEWI_950_05_E03_en.pdf
950.06.100 | HEWI Soap dispenser | Soap dispenser - cubic body with recessed wall base - holds standard liquid soap - with inner container for free filling, capacity 600 ml - inner container can be removed for cleaning - side level indicator - with locking system as protection against misuse - 95 mm wide, 275 mm high and 95 mm deep, wall-mounted base 10 mm deep - for wall mounting - made of high-quality stainless steel, coated white - lever made of high-quality, white synthetic material - functional end made of high-quality synthetic material, chrome-plated - including non-corrosive HEWI fixing material - not suitable for disinfectant! - Suitable for liquid soap with a viscosity of 1,500 to 4,000 mPa-s Article no.: HEWI 950.06.100 | https://catalog.hewi.com/en/p/95006100 | https://catalog.hewi.com/storage/downloads/HEWI_950_06_100_en.pdf
950.06.10001 | HEWI Soap or disinfectant dispenser with holder | Soap dispenser with holder - suitable for use at the washbasin - ring-shaped wall bracket made of metal, matt black powder coated - slip-on cup in satin-finish glass - plastic inner container, white - serves to hold commercially available liquid soap, disinfectants and gels - 126 mm high, 102 mm deep, diameter 78 mm - operating lever matt black powder-coated - filling quantity approx. 150 ml - for wall mounting, concealed fixing - including corrosion-free HEWI fixing material Article no.: HEWI 950.06.10001 | https://catalog.hewi.com/en/p/9500610001 | https://catalog.hewi.com/storage/downloads/HEWI_950_06_10001_en.pdf
950.06.10040 | HEWI Soap or disinfectant dispenser with holder | Soap or disinfectant dispenser with holder - suitable for use at the washbasin - ring-shaped wall bracket made of metal, high-quality chrome-plated - slip-on cup in satin-finish glass - plastic inner container, white - serves to hold commercially available liquid soap, disinfectants and gels - 126 mm high, 102 mm deep, diameter 78 mm - operating lever high quality chrome-plated - filling quantity approx. 150 ml - for wall mounting, concealed fixing - including corrosion-free HEWI fixing material Article no.: HEWI 950.06.10040 | https://catalog.hewi.com/en/p/9500610040 | https://catalog.hewi.com/storage/downloads/HEWI_950_06_10040_en.pdf
950.06.10101 | HEWI Soap or disinfectant dispenser with holder | Soap or disinfectant dispenser for wall mounting - cylindrical body - serves to hold commercially available liquid soap, disinfectants and gels - with inner container for free filling, filling capacity 300 ml - side level indicator - protection against misuse via locking - 207 mm high, 82 mm deep, diameter 70 mm - for wall mounting - made of stainless steel, matt black powder coated Article no.: HEWI 950.06.10101 | https://catalog.hewi.com/en/p/9500610101 | https://catalog.hewi.com/storage/downloads/HEWI_950_06_10101_en.pdf
950.06.10140 | HEWI Soap or disinfectant dispenser with holder | Soap or disinfectant dispenser for wall mounting - cylindrical body - serves to hold commercially available liquid soap, disinfectants and gels - with inner container for free filling, filling capacity 300 ml - side level indicator - protection against misuse via locking - 207 mm high, 82 mm deep, diameter 70 mm - for wall mounting - made of stainless steel, high quality chrome-plated Article no.: HEWI 950.06.10140 | https://catalog.hewi.com/en/p/9500610140 | https://catalog.hewi.com/storage/downloads/HEWI_950_06_10140_en.pdf
950.06.10201 | HEWI SENSORIC Electronic disinfectant and soap dispenser | Electronic disinfectant and soap dispenser - cylindrical body - serves to hold commercially available disinfectant, disinfection gel and liquid soap - with inner container for free filling, capacity 650 ml - frontal level indicator - hands-free disinfectant dispensing - Protection against misuse via locking - 216 mm high and 110 mm deep, diameter 101 mm - for wall mounting - made of high-quality stainless steel matt black powder coated - including corrosion-free HEWI fixing material - battery operation with 6 x AA 1.5 V (initial batteries included in delivery) - CE and UKCA marking according to EMC Directive 2014/30/EU - Suitable for liquid soap with a viscosity of 1 to 3,500 mPa-s Article no.: HEWI 950.06.10201 | https://catalog.hewi.com/en/p/9500610201 | https://catalog.hewi.com/storage/downloads/HEWI_950_06_10201_en.pdf
950.06.102XA | HEWI SENSORIC Electronic disinfectant and soap dispenser | Electronic disinfectant and soap dispenser - cylindrical body - serves to hold commercially available disinfectant, disinfection gel and liquid soap - with inner container for free filling, capacity 650 ml - frontal level indicator - hands-free disinfectant dispensing - Protection against misuse via locking - 216 mm high and 110 mm deep, diameter 101 mm - for wall mounting - made of high-quality stainless steel satin finished - including corrosion-free HEWI fixing material - battery operation with 6 x AA 1.5 V (initial batteries included in delivery) - CE and UKCA marking according to EMC Directive 2014/30/EU - Suitable for liquid soap with a viscosity of 1 to 3,500 mPa-s Article no.: HEWI 950.06.102XA | https://catalog.hewi.com/en/p/95006102XA | https://catalog.hewi.com/storage/downloads/HEWI_950_06_102XA_en.pdf
950.06.10301 | HEWI SENSORIC Disinfectant dispenser column | Disinfection dispenser column basic - consisting of disinfection dispenser, drip tray and column - Column made of aluminium with angular base body, black powder-coated - Height: 1260 mm, diameter base plate: 320 mm, weight: approx. 8 kg - includes the disinfectant dispenser 950.06.10201 - Dispenser made of high quality stainless steel, black matt powder coated - cylindrical body - serves to hold commercially available disinfectant, disinfectant gel and liquid soap - with inner container for free filling, capacity 650 ml - front-mounted level indicator - contact-free disinfectant dispenser - with locking system as protection against misuse - with drip tray to collect dripping disinfectant - including non-corrosive HEWI fixing material. - Battery operation with AA 1.5 V / 6 pieces (initial charge included) - CE and UKCA marking in accordance with EMC Directive 2014/30/EU - Suitable for disinfectants with a viscosity of 1,000 to 3,500 mPa-s Article no.: HEWI 950.06.10301 | https://catalog.hewi.com/en/p/9500610301 | https://catalog.hewi.com/storage/downloads/HEWI_950_06_10301_en.pdf
950.06.103XA | HEWI SENSORIC Disinfectant dispenser column | Disinfection dispenser column basic - consisting of disinfection dispenser, drip tray and column - Column made of aluminium with angular base body, black powder-coated - Height: 1260 mm, diameter base plate: 320 mm, weight: approx. 8 kg - includes the disinfectant dispenser 950.06.102XA - Dispenser made of high-quality stainless steel, satin - cylindrical body - serves to hold commercially available disinfectant, disinfectant gel and liquid soap - with inner container for free filling, capacity 650 ml - front-mounted level indicator - contact-free disinfectant dispenser - with locking system as protection against misuse - with drip tray to collect dripping disinfectant - including non-corrosive HEWI fixing material. - Battery operation with AA 1.5 V / 6 pieces (initial charge included) - CE and UKCA marking in accordance with EMC Directive 2014/30/EU - Suitable for disinfectants with a viscosity of 1,000 to 3,500 mPa-s Article no.: HEWI 950.06.103XA | https://catalog.hewi.com/en/p/95006103XA | https://catalog.hewi.com/storage/downloads/HEWI_950_06_103XA_en.pdf
950.06.115 | HEWI SENSORIC Electronic soap dispenser | Electronic liquid soap dispenser - cubic body with recessed wall base - holds standard liquid soap - with inner container for free filling, capacity 500 ml - inner container can be removed for cleaning - side level indicator - non-contact soap dispensing - illumination of the output area when the sensor is activated (blue light) - with battery change indicator - with locking system as protection against misuse - maintenance-free - 130 mm wide, 270 mm high and 113 mm deep, wall-mounted base 10 mm deep - for wall mounting - made of high-quality stainless steel, coated white - dispensing opening made of high-quality synthetic material, chrome-plated - including non-corrosive HEWI fixing material - batteries (AA 1.5 V / 4 pcs.) not included in the scope of supply - CE and UKCA marking in accordance with EMC Directive 2014/30/EU - Suitable for liquid soap with a viscosity of 1 to 3,000 mPa-s Article no.: HEWI 950.06.115 | https://catalog.hewi.com/en/p/95006115 | https://catalog.hewi.com/storage/downloads/HEWI_950_06_115_en.pdf
950.06.135 | HEWI SENSORIC Electronic disinfectant dispenser | Electronic disinfectant dispenser - cubic body with recessed wall base - holds standard disinfectant - with inner container for free filling, capacity 500 ml - inner container can be removed for cleaning - side level indicator - non-contact disinfectant dispensing - illumination of the output area when the sensor is activated (blue light) - with battery change indicator - with locking system as protection against misuse - maintenance-free - 130 mm wide, 270 mm high and 113 mm deep, wall-mounted base 10 mm deep - for wall mounting - made of high-quality stainless steel, coated white - dispensing opening made of high-quality synthetic material, chrome-plated - including non-corrosive HEWI fixing material - batteries (AA 1.5 V / 4 pcs.) not included in the scope of supply - CE and UKCA marking in accordance with EMC Directive 2014/30/EU Article no.: HEWI 950.06.135 | https://catalog.hewi.com/en/p/95006135 | https://catalog.hewi.com/storage/downloads/HEWI_950_06_135_en.pdf
950.06.150 | HEWI Foamed soap dispenser | Foam soap dispenser - cubic body with recessed wall base - used to hold standard foam soap - with inner container for free filling, capacity 1000 ml - inner container can be removed for cleaning - side level indicator - with locking system as protection against misuse - 131 mm wide, 270 mm high and 114 mm deep, wall-mounted base 10 mm deep - for wall mounting - made of high-quality stainless steel, coated white - lever made of high-quality, white synthetic material - functional end made of high-quality synthetic material, chrome-plated - including non-corrosive HEWI fixing material - Suitable for foam soap with a viscosity of 1 to 5 mPa-s Article no.: HEWI 950.06.150 | https://catalog.hewi.com/en/p/95006150 | https://catalog.hewi.com/storage/downloads/HEWI_950_06_150_en.pdf
950.06.155 | HEWI SENSORIC Electronic foamed soap dispenser | Electronic foam soap dispenser - cubic body with recessed wall base - used to hold standard foam soap - with inner container for free filling, capacity 500 ml - inner container can be removed for cleaning - side level indicator - non-contact soap dispensing - illumination of the output area when the sensor is activated (blue light) - with battery change indicator - with locking system as protection against misuse - maintenance-free - 130 mm wide, 270 mm high and 113 mm deep, wall-mounted base 10 mm deep - for wall mounting - made of high-quality stainless steel, coated white - dispensing opening made of high-quality synthetic material, chrome-plated - including non-corrosive HEWI fixing material - batteries (AA 1.5 V / 4 pcs.) not included in the scope of supply - CE and UKCA marking in accordance with EMC Directive 2014/30/EU - Suitable for foam soap with a viscosity of 1 to 5 mPa-s Article no.: HEWI 950.06.155 | https://catalog.hewi.com/en/p/95006155 | https://catalog.hewi.com/storage/downloads/HEWI_950_06_155_en.pdf
950.06.21001 | HEWI Paper tissue dispenser | Cosmetic tissue dispenser - free-standing, square container with removal slot - serves to hold commercially available cosmetic tissue - the hood can be removed for filling - 137 mm wide, 130 mm high and 137 mm deep - made of plastic, matt black coated Article no.: HEWI 950.06.21001 | https://catalog.hewi.com/en/p/9500621001 | https://catalog.hewi.com/storage/downloads/HEWI_950_06_21001_en.pdf
950.06.21040 | HEWI Paper tissue dispenser | Cosmetic tissue dispenser - free-standing, square container with removal slot - serves to hold standard cosmetic tissues - the hood can be removed for filling - 137 mm wide, 130 mm high and 137 mm deep - made of plastic, chrome-plated Article no.: HEWI 950.06.21040 | https://catalog.hewi.com/en/p/9500621040 | https://catalog.hewi.com/storage/downloads/HEWI_950_06_21040_en.pdf
950.06.500 | HEWI Paper towel dispenser | Paper towel dispensers - cubic body with recessed wall base - used to hold standard paper towels with width from 240 - 250 mm and folded length / depth of 90 - 100 mm. (HEWI recommends paper towels with C-fold in folding position) - capacity approx. 300 - 450 paper towels - side level indicator - with locking system as protection against misuse - 301 mm wide, 360 mm high and 120 mm deep - wall-mounted base 15 mm deep - for wall mounting - made of high-quality stainless steel, coated white - dispensing opening made of high-quality synthetic material, chrome-plated - including non-corrosive HEWI fixing material HEWI recommends use of the following paper towels: Manufacturer: Katrin: Basic C-Fold (Art. No. 34545, 34330) Manufacturer: Santino: Santino Comfort (Art. No. 151086, 142000) Manufacturer: Tork: Tork Universal (Art. No. 120181, 290233, 290248) or Tork Advanced (Art. No. 290264, 290275) Article no.: HEWI 950.06.500 | https://catalog.hewi.com/en/p/95006500 | https://catalog.hewi.com/storage/downloads/HEWI_950_06_500_en.pdf
950.06.555 | HEWI SENSORIC Electronic paper roll dispenser | Electronic paper roll dispenser - cubic body with recessed wall base - used to hold standard paper rolls with outer feed, max. roll width 210 mm, max. roll diameter 200 mm, tube diameter 38 mm - side level indicator - paper roll easy to change/replace - with battery change indicator - non-contact paper dispensing at the washbasin - adjustable paper length (200, 300 or 400 mm) - integrated tear-off edge - with locking system as protection against misuse - maintenance-free - 322 mm wide, 415 mm high and 210 mm deep, wall-mounted base 15 mm deep - for wall mounting - made of high-quality stainless steel, coated white - dispensing opening made of high-quality synthetic material, chrome-plated - including non-corrosive HEWI fixing material - batteries (D - Mono - LR20 - 1.5 V / 4 batteries) not included - can be converted to mains connection 950.06.E01 - CE and UKCA marking according to EMC 2014/30/EU Article no.: HEWI 950.06.555 | https://catalog.hewi.com/en/p/95006555 | https://catalog.hewi.com/storage/downloads/HEWI_950_06_555_en.pdf
950.06.556 | HEWI SENSORIC Electronic paper roll dispenser | Electronic toilet roll dispenser - Cubic body with recessed wall base - Takes standard paper rolls with outside unrolling, max. roll width 210 mm, max. roll diameter 200 mm, core diameter 38 mm - Side level indicator - Simple paper roll change - With battery change indicator - Automatic paper dispensing at the washbasin after tearing off the paper - paper length 250 mm - Integrated tear-off edge - With locking device as protection against misuse - Maintenance-free - 322 mm wide, 415 mm high and 210 mm deep, wall base 15 mm deep - For wall mounting - Made of high-quality stainless steel, coated white - Dispensing opening made of high-quality synthetic material, chrome-plated - Including non-corrosive HEWI fixing material - Batteries (D - Mono - LR20 - 1.5 V / 4 batteries) not included - Can be converted to mains connection 950.06.E01 - CE and UKCA marking according to EMC 2014/30/EU Article no.: HEWI 950.06.556 | https://catalog.hewi.com/en/p/95006556 | https://catalog.hewi.com/storage/downloads/HEWI_950_06_556_en.pdf
950.06.700 | HEWI Hygiene bag dispenser | Hygiene bag dispenser - cubic body with recessed wall base - holds and dispenses proprietary hygiene bags made of synthetic material, max. Pack size L 130 x W 90 x H 20 mm - for wall mounting - 150 mm wide, 92 mm high and 37 mm deep - made of high-quality stainless steel, coated white - including non-corrosive HEWI fixing material. Article no.: HEWI 950.06.700 | https://catalog.hewi.com/en/p/95006700 | https://catalog.hewi.com/storage/downloads/HEWI_950_06_700_en.pdf
950.06.750 | HEWI Hygiene bag dispenser | Hygiene bag dispenser - holds and dispenses proprietary hygiene bags made of synthetic material - for wall mounting - 143 mm wide, 103 mm high and 27 mm deep - body made of high-quality polyamide in HEWI colour 98 (signal white) - ring insert made of high-quality synthetic material, chrome-plated - including non-corrosive HEWI fixing material Article no.: HEWI 950.06.750 | https://catalog.hewi.com/en/p/95006750 | https://catalog.hewi.com/storage/downloads/HEWI_950_06_750_en.pdf
950.06.75050 | HEWI Hygiene bag dispenser | Hygiene bag dispenser - cubic basic body with soft radii - linear and functional in a clear and harmonious design language - serves to hold and remove standard hygiene bags made of plastic - for wall mounting - 143 mm wide, 103 mm high and 27 mm deep - made of polyamide with high-quality chrome-optical coating - including corrosion-free HEWI fixing material Article no.: HEWI 950.06.75050 | https://catalog.hewi.com/en/p/9500675050 | https://catalog.hewi.com/storage/downloads/HEWI_950_06_75050_en.pdf
950.06.E01 | HEWI Mains connection for electronic toilet roll dispenser | Mains adapter for electronic toilet roll dispenser - 100-240 V, 50/60 Hz, 0.5 A 1 x plug - type C (CEE 7/16 Euro plug) for Europe, except UK and Ireland - protection class 2 - CE and UKCA marking according to EMC 2014/30/EU - power cable approx. 1700 mm long Article no.: HEWI 950.06.E01 | https://catalog.hewi.com/en/p/95006E01 | https://catalog.hewi.com/storage/downloads/HEWI_950_06_E01_en.pdf
950.06.E02 | HEWI Pump head | Pump head matt black - including riser tube - for soap dispensers 162.06.11165, 815.06.11265, 815.06.11365, 900.06.00160, 800.06.11060, 800.06.11065, 900Q06.00060 and 900Q03.00260 - when used in combination with soap dispensers 815.06.11065, 815.06.11165 and 900.06.00060, please order the glass container 800.06.E01 as well Article no.: HEWI 950.06.E02 | https://catalog.hewi.com/en/p/95006E02 | https://catalog.hewi.com/storage/downloads/HEWI_950_06_E02_en.pdf
950.06.E03 | HEWI Removal adapter | Removal adapter for paper towel dispenser - for soap dispensers from ranges 900, 805 and 950 - optimises the insertion and removal of commercially available paper towels with various folds in widths of 235 - 250 mm and folded lengths / depths of 80 - 110 mm (HEWI recommends paper towels with Z-fold) - made of synthetic material - includes adhesive fastening for fixing in the paper towel dispenser Article no.: HEWI 950.06.E03 | https://catalog.hewi.com/en/p/95006E03 | https://catalog.hewi.com/storage/downloads/HEWI_950_06_E03_en.pdf
950.06.E05 | HEWI Pump head | Pump head matt white - including riser tube - for soap dispensers 162.06.11165, 900.06.00160, 800.06.11060, 800.06.11065, 900Q06.00060 and 900Q03.00260 - when used in combination with the soap dispenser 900.06.00060, please order the glass container 800.06.E01 as well Article no.: HEWI 950.06.E05 | https://catalog.hewi.com/en/p/95006E05 | https://catalog.hewi.com/storage/downloads/HEWI_950_06_E05_en.pdf
950.08.100 | HEWI Hair-dryer | Hairdryer - handheld hairdryer, chrome-white design - with concentrator nozzle - switch with 3 heat settings up to max. 1300 watts - continuous pushing of the rocker switch necessary to operate the hairdryer - 2 air speeds - wall bracket made of high-quality synthetic material, white - designed with a universal shaver socket 115/230 V - CE and UKCA marking according to EMC 2014/30/EU - for wall mounting, power plug - spiral cable 0.4 m, extendable up to 1.60 m - wall bracket 200 mm high, 120 mm wide, 70 mm deep (without hair dryer) - depth with hair dryer 140 mm - including non-corrosive HEWI fixing material Article no.: HEWI 950.08.100 | https://catalog.hewi.com/en/p/95008100 | https://catalog.hewi.com/storage/downloads/HEWI_950_08_100_en.pdf
950.08.101 | HEWI Hair-dryer | Hairdryer - handheld hairdryer, chrome-black design - with concentrator nozzle - switch with 3 heat settings up to max. 1600 watts - 2 air speeds - with safety wall bracket made of high-quality synthetic material, black - wall bracket with night light, mains disconnector and overheating safety cutout - for wall mounting, direct connection 230 V - with spiral cable 0.5 m, extendable up to 2 m - CE and UKCA marking according to EMC 2014/30/EU - wall bracket 88 mm wide and 122 mm high - including non-corrosive HEWI fixing material Article no.: HEWI 950.08.101 | https://catalog.hewi.com/en/p/95008101 | https://catalog.hewi.com/storage/downloads/HEWI_950_08_101_en.pdf
950.08.102 | HEWI Hair-dryer | Hair dryer - hotel safety hair dryer by Emberton - made of ABS, with high-quality soft-touch surface, matt black - dual-safe technology - safety button prevents permanent use - safety thermostat (overheating protection) - 2 air speeds, 2 heat levels and one cold air level - with hair-styling nozzle - detachable filter cover for easy cleaning - elastic spiral cable that can be extended from 0.5 to 2.5 m, integrated hanging hook - 2000 Watt - CE and UKCA marking according to EMC 2014/30/EU, GS symbol, ROHS certificate - suitable for power supplies with voltages between 220 and 240 V, and grid frequencies of between 50 and 60 Hz - plug type: EU - can be combined with HEWI hair dryer holder 900.00.000... Article no.: HEWI 950.08.102 | https://catalog.hewi.com/en/p/95008102 | https://catalog.hewi.com/storage/downloads/HEWI_950_08_102_en.pdf
950.08.103 | HEWI Hair-dryer | Hair dryer - hotel safety hair dryer by Emberton - made of ABS, with high-quality soft-touch surface, matt black - dual-safe technology - safety button prevents permanent use - safety thermostat (overheating protection) - 2 air speeds, 2 heat levels and one cold air level - with hair-styling nozzle - detachable filter cover for easy cleaning - elastic spiral cable that can be extended from 0.5 to 2.5 m, integrated hanging hook - 2000 Watt - CE and UKCA marking according to EMC 2014/30/EU, GS symbol, ROHS certificate - suitable for power supplies with voltages between 220 and 240 V, and grid frequencies of between 50 and 60 Hz - plug type: EU - can be combined with HEWI hair dryer holder 900.00.000... Article no.: HEWI 950.08.103 | https://catalog.hewi.com/en/p/95008103 | https://catalog.hewi.com/storage/downloads/HEWI_950_08_103_en.pdf
950.11.100 | HEWI Washbasin | Washbasin - made of mineral composite with non-porous surface, alpine white - with shelf and round basin - integrated gripping feature on the side, can be used as a towel holder - without overflow - for wall-mounted fittings - wheelchair accessible to DIN 18040 and ÖNORM B1600/1601 - weight capacity to EN 14688 - 600 mm wide and 550 mm deep - wash trough depth 80 mm - for hanger bolt fixing - CE and UKCA marking according to Construction Products Regulation No. 305/2011 Article no.: HEWI 950.11.100 | https://catalog.hewi.com/en/p/95011100 | https://catalog.hewi.com/storage/downloads/HEWI_950_11_100_en.pdf
950.11.101 | HEWI Washbasin | Washbasin - made of mineral composite with non-porous surface, alpine white - with shelf and round basin - integrated gripping feature on the side, can be used as a towel holder - without overflow - prepared for single hole mixer tap - wheelchair accessible to DIN 18040 and ÖNORM B1600/1601 - weight capacity to EN 14688 - 600 mm wide and 550 mm deep - wash trough depth 80 mm - for hanger bolt fixing - CE and UKCA marking according to Construction Products Regulation No. 305/2011 Article no.: HEWI 950.11.101 | https://catalog.hewi.com/en/p/95011101 | https://catalog.hewi.com/storage/downloads/HEWI_950_11_101_en.pdf
950.11.102 | HEWI Washbasin | Washbasin - made of mineral composite with non-porous surface, alpine white - with shelf and round basin - integrated gripping feature on the side, can be used as a towel holder - includes overflow with rose and cover - the overflow can be replaced and renewed if necessary - overflow is mounted between drain and siphon under the washbasin, h=25 mm, ø=70 mm - for wall-mounted fittings - wheelchair accessible to DIN 18040 and ÖNORM B1600/1601 - weight capacity to EN 14688 - 600 mm wide and 550 mm deep - wash trough depth 110 mm - for hanger bolt fixing - CE marking according to Construction Products Regulation No. 305/2011 Article no.: HEWI 950.11.102 | https://catalog.hewi.com/en/p/95011102 | https://catalog.hewi.com/storage/downloads/HEWI_950_11_102_en.pdf
950.11.103 | HEWI Washbasin | Washbasin - made of mineral composite with non-porous surface, alpine white - with shelf and round basin - integrated gripping feature on the side, can be used as a towel holder - includes overflow with rose and cover - the overflow can be replaced and renewed if necessary - overflow is mounted between drain and siphon under the washbasin, h=25 mm, ø=70 mm - prepared for single hole mixer tap - wheelchair accessible to DIN 18040 and ÖNORM B1600/1601 - weight capacity to EN 14688 - 600 mm wide and 550 mm deep - wash trough depth 110 mm - for hanger bolt fixing - CE marking according to Construction Products Regulation No. 305/2011 Article no.: HEWI 950.11.103 | https://catalog.hewi.com/en/p/95011103 | https://catalog.hewi.com/storage/downloads/HEWI_950_11_103_en.pdf
950.11.106 | HEWI Dementia-Washbasin | Dementia-Washbasin - with permanent red mark of the basin trough and the grab handles in HEWI colour 33 (ruby red) - made of mineral composite with non-porous surface, alpine white - with shelf and round basin - integrated gripping feature on the side, can be used as a towel holder - without overflow - prepared for single hole mixer tap - wheelchair accessible to DIN 18040 and ÖNORM B1600/1601 - weight capacity to EN 14688 - 600 mm wide and 550 mm deep - wash trough depth 80 mm - for hanger bolt fixing - CE and UKCA marking according to Construction Products Regulation No. 305/2011 - System 800 K offers suitable sanitary accessories and barrier-free products in HEWI color 33 (ruby red) Article no.: HEWI 950.11.106 | https://catalog.hewi.com/en/p/95011106 | https://catalog.hewi.com/storage/downloads/HEWI_950_11_106_en.pdf
950.11.110 | HEWI Double washbasin | Double washbasin - made of mineral composite with non-porous surface, alpine white - with shelf and round basins - integrated gripping feature on the side, can be used as a towel holder - without overflow - for wall-mounted fittings - wheelchair accessible to ÖNORM B1600/1601 - weight capacity to EN 14688 - 1100 mm wide and 550 mm deep - wash trough depth 80 mm - for hanger bolt fixing - CE and UKCA marking according to Construction Products Regulation No. 305/2011 Article no.: HEWI 950.11.110 | https://catalog.hewi.com/en/p/95011110 | https://catalog.hewi.com/storage/downloads/HEWI_950_11_110_en.pdf
950.11.111 | HEWI Double washbasin | Double washbasin - made of mineral composite with non-porous surface, alpine white - with shelf and round basins - integrated gripping feature on the side, can be used as a towel holder - without overflow - prepared for single hole mixer tap - wheelchair accessible to ÖNORM B1600/1601 - weight capacity to EN 14688 - 1100 mm wide and 550 mm deep - wash trough depth 80 mm - for hanger bolt fixing - CE and UKCA marking according to Construction Products Regulation No. 305/2011 Article no.: HEWI 950.11.111 | https://catalog.hewi.com/en/p/95011111 | https://catalog.hewi.com/storage/downloads/HEWI_950_11_111_en.pdf
950.11.120 | HEWI Washbasin | Washbasin - made of mineral composite with non-porous surface, alpine white - with shelf and round basin - without overflow - for wall-mounted fittings - can be retrofitted with washbasin profile grab rail set 950.13.0024 (for washbasins purchased from April 2022) - wheelchair accessible to DIN 18040 and ÖNORM B1600/1601 - weight capacity to EN 14688 - 600 mm wide and 550 mm deep - wash trough depth 80 mm - for hanger bolt fixing - CE and UKCA marking according to Construction Products Regulation No. 305/2011 Article no.: HEWI 950.11.120 | https://catalog.hewi.com/en/p/95011120 | https://catalog.hewi.com/storage/downloads/HEWI_950_11_120_en.pdf
950.11.121 | HEWI Washbasin | Washbasin - made of mineral composite with non-porous surface, alpine white - with shelf and round basin - without overflow - prepared for single hole mixer tap - can be retrofitted with washbasin profile grab rail set 950.13.0024 (for washbasins purchased from April 2022) - wheelchair accessible to DIN 18040 and ÖNORM B1600/1601 - weight capacity to EN 14688 - 600 mm wide and 550 mm deep - wash trough depth 80 mm - for hanger bolt fixing - CE and UKCA marking according to Construction Products Regulation No. 305/2011 Article no.: HEWI 950.11.121 | https://catalog.hewi.com/en/p/95011121 | https://catalog.hewi.com/storage/downloads/HEWI_950_11_121_en.pdf
950.11.140 | HEWI Washbasin | Washbasin - made of mineral composite material with non-porous surface - with shelf and deep rectangular basin with generous radii - integrated handle to hold onto on the side, can also be used as a towel holder - includes overflow with rose and cover - the overflow can be replaced and renewed if necessary - overflow is mounted between drain and siphon under the washbasin, h=25 mm, ø=70 mm - for wall fitting - wheelchair accessible to DIN 18040 and ÖNORM B1600/1601 - loading capacity to EN 14688 - 650 mm wide, 550 mm deep - wash trough depth 100 mm - for hanger bolt fixing - CE and UKCA marking according to Construction Products Regulation No. 305/2011 Article no.: HEWI 950.11.140 | https://catalog.hewi.com/en/p/95011140 | https://catalog.hewi.com/storage/downloads/HEWI_950_11_140_en.pdf
950.11.141 | HEWI Washbasin | Washbasin - made of mineral composite material with non-porous surface - with shelf and deep rectangular basin with generous radii - integrated handle to hold onto on the side, can also be used as a towel holder - includes overflow with rose and cover - the overflow can be replaced and renewed if necessary - overflow is mounted between drain and siphon under the washbasin, h=25 mm, ø=70 mm - prepared for single hole mixer tap - wheelchair accessible to DIN 18040 and ÖNORM B1600/1601 - loading capacity to EN 14688 - 650 mm wide, 550 mm deep - wash trough depth 100 mm - for hanger bolt fixing - CE and UKCA marking according to Construction Products Regulation No. 305/2011 Article no.: HEWI 950.11.141 | https://catalog.hewi.com/en/p/95011141 | https://catalog.hewi.com/storage/downloads/HEWI_950_11_141_en.pdf
950.11.150 | HEWI Washbasin | Washbasin - made of mineral composite material with non-porous surface - with gushing edge to wall - with shelf and deep round basin - integrated ergonomic handle to hold onto on the side, can also be used as a towel holder - without overflow - for wall fitting - wheelchair accessible to DIN 18040 and ÖNORM B1600/1601 - loading capacity to EN 14688 - 650 mm wide, 550 mm deep - wash trough depth 100 mm - for hanger bolt fixing - CE and UKCA marking according to Construction Products Regulation No. 305/2011 Article no.: HEWI 950.11.150 | https://catalog.hewi.com/en/p/95011150 | https://catalog.hewi.com/storage/downloads/HEWI_950_11_150_en.pdf
950.11.151 | HEWI Washbasin | Washbasin - made of mineral composite material with non-porous surface - with gushing edge to wall - with shelf and deep round basin - integrated ergonomic handle to hold onto on the side, can also be used as a towel holder - without overflow - prepared for single hole mixer tap - wheelchair accessible to DIN 18040 and ÖNORM B1600/1601 - loading capacity to EN 14688 - 650 mm wide, 550 mm deep - wash trough depth 100 mm - for hanger bolt fixing - CE and UKCA marking according to Construction Products Regulation No. 305/2011 Article no.: HEWI 950.11.151 | https://catalog.hewi.com/en/p/95011151 | https://catalog.hewi.com/storage/downloads/HEWI_950_11_151_en.pdf
950.11.160 | HEWI Washbasin | Washbasin - made of mineral composite material with non-porous surface - with gushing edge to wall - with shelf and deep rectangular basin with generous radii - integrated ergonomic handle to hold onto on the side, can also be used as a towel holder - without overflow - for wall fitting - wheelchair accessible to DIN 18040 and ÖNORM B1600/1601 - loading capacity to EN 14688 - 650 mm wide, 550 mm deep - wash trough depth 100 mm - for hanger bolt fixing - CE and UKCA marking according to Construction Products Regulation No. 305/2011 Article no.: HEWI 950.11.160 | https://catalog.hewi.com/en/p/95011160 | https://catalog.hewi.com/storage/downloads/HEWI_950_11_160_en.pdf
950.11.161 | HEWI Washbasin | Washbasin - made of mineral composite material with non-porous surface - with gushing edge to wall - with shelf and deep rectangular basin with generous radii - integrated ergonomic handle to hold onto on the side, can also be used as a towel holder - without overflow - prepared for single hole mixer tap - wheelchair accessible to DIN 18040 and ÖNORM B1600/1601 - loading capacity to EN 14688 - 650 mm wide, 550 mm deep - wash trough depth 100 mm - for hanger bolt fixing - CE and UKCA marking according to Construction Products Regulation No. 305/2011 Article no.: HEWI 950.11.161 | https://catalog.hewi.com/en/p/95011161 | https://catalog.hewi.com/storage/downloads/HEWI_950_11_161_en.pdf
950.11.162 | HEWI Washbasin | Washbasin - made of mineral composite with non-porous surface, alpine white - surge edge to the wall - with shelf and deep rectangular basin with generous radii - integrated ergonomic gripping feature on the side, can be used as a towel holder - wheelchair accessible to DIN 18040 and ÖNORM B1600/1601 - 650 mm wide and 550 mm deep - wash bowl recess 100 mm - for wall-mounted fittings - includes overflow with rose and cover - overflow can be replaced and renewed if necessary - overflow is mounted between drain and siphon under the washbasin, h=25 mm, ø=70 mm - weight capacity to EN 14688 - for hanger bolt fixing - CE marking according to Construction Products Regulation No. 305/2011 Article no.: HEWI 950.11.162 | https://catalog.hewi.com/en/p/95011162 | https://catalog.hewi.com/storage/downloads/HEWI_950_11_162_en.pdf
950.11.163 | HEWI Washbasin | Washbasin - made of mineral composite with non-porous surface, alpine white - surge edge to the wall - with shelf and deep rectangular basin with generous radii - integrated ergonomic gripping feature on the side, can be used as a towel holder - wheelchair accessible to DIN 18040 and ÖNORM B1600/1601 - 650 mm wide and 550 mm deep - wash bowl recess 100 mm - prepared for single hole mixer tap - includes overflow with rose and cover - overflow can be replaced and renewed if necessary - overflow is mounted between drain and siphon under the washbasin, h=25 mm, ø=70 mm - weight capacity to EN 14688 - for hanger bolt fixing - CE marking according to Construction Products Regulation No. 305/2011 Article no.: HEWI 950.11.163 | https://catalog.hewi.com/en/p/95011163 | https://catalog.hewi.com/storage/downloads/HEWI_950_11_163_en.pdf
950.11.200 | HEWI Washbasin | Washbasin - made of mineral composite with non-porous surface, alpine white - with shelf and oval basin - integrated gripping feature, can be used as a towel holder - without overflow - for wall-mounted fittings - wheelchair accessible - weight capacity to EN 14688 - 850 mm wide and 415 mm deep - wash trough depth 90 mm - for hanger bolt fixing - CE and UKCA marking according to Construction Products Regulation No. 305/2011 - fulfils the ÖNORM B1600/1601 requirements for small basins Article no.: HEWI 950.11.200 | https://catalog.hewi.com/en/p/95011200 | https://catalog.hewi.com/storage/downloads/HEWI_950_11_200_en.pdf
950.11.200S | HEWI Washbasin, made to measure | Washbasin - made of mineral composite with non-porous surface, alpine white - with shelf surround and oval basin, variable length - integrated gripping feature, can be used as a towel holder - without overflow - for wall-mounted fittings - wheelchair accessible - weight capacity to EN 14688 - Basic length: 850 mm, extendable to a total length of up to 2800 mm, 415 mm deep - wash trough depth 90 mm - for hanger bolt fixing - supplied with necessary supports - CE and UKCA marking according to Construction Products Regulation No. 305/2011 - fulfils the ÖNORM B1600/1601 requirements for small basins Article no.: HEWI 950.11.200S | https://catalog.hewi.com/en/p/95011200S | https://catalog.hewi.com/storage/downloads/HEWI_950_11_200S_en.pdf
950.11.201 | HEWI Washbasin | Washbasin - made of mineral composite with non-porous surface, alpine white - with shelf and oval basin - integrated gripping feature, can be used as a towel holder - without overflow - prepared for single hole mixer tap - wheelchair accessible - weight capacity to EN 14688 - 850 mm wide and 415 mm deep - wash trough depth 90 mm - for hanger bolt fixing - CE and UKCA marking according to Construction Products Regulation No. 305/2011 - fulfils the ÖNORM B1600/1601 requirements for small basins Article no.: HEWI 950.11.201 | https://catalog.hewi.com/en/p/95011201 | https://catalog.hewi.com/storage/downloads/HEWI_950_11_201_en.pdf
950.11.201S | HEWI Washbasin, made to measure | Washbasin - made of mineral composite with non-porous surface, alpine white - with shelf surround and oval basin, variable length - integrated gripping feature, can be used as a towel holder - without overflow - prepared for single hole mixer tap - wheelchair accessible - weight capacity to EN 14688 - basic length: 850 mm, extendable to a total length of up to 2800 mm, 415 mm deep - wash trough depth 90 mm - for hanger bolt fixing - supplied with necessary supports - CE and UKCA marking according to Construction Products Regulation No. 305/2011 - fulfils the ÖNORM B1600/1601 requirements for small basins Article no.: HEWI 950.11.201S | https://catalog.hewi.com/en/p/95011201S | https://catalog.hewi.com/storage/downloads/HEWI_950_11_201S_en.pdf
950.11.203 | HEWI Washbasin | Washbasin - made of mineral composite with non-porous surface, alpine white - with shelf and oval basin - integrated gripping feature, can be used as a towel holder - includes overflow with rose and cover - overflow can be replaced and renewed if necessary - overflow is mounted between drain and siphon under the washbasin, h=25 mm, ø=70 mm - for wall-mounted fittings - wheelchair accessible - weight capacity to EN 14688 - 850 mm wide and 415 mm deep - wash bowl recess 100 mm - for hanger bolt fixing - CE marking according to Construction Products Regulation No. 305/2011 - fulfils the ÖNORM B1600/1601 requirements for small basins Article no.: HEWI 950.11.203 | https://catalog.hewi.com/en/p/95011203 | https://catalog.hewi.com/storage/downloads/HEWI_950_11_203_en.pdf
950.11.204 | HEWI Washbasin | Washbasin - made of mineral composite with non-porous surface, alpine white - with shelf and oval basin - integrated gripping feature, can be used as a towel holder - includes overflow with rose and cover - overflow can be replaced and renewed if necessary - overflow is mounted between drain and siphon under the washbasin, h=25 mm, ø=70 mm - prepared for single hole mixer tap - wheelchair accessible - weight capacity to EN 14688 - 850 mm wide and 415 mm deep - wash bowl recess 100 mm - for hanger bolt fixing - CE marking according to Construction Products Regulation No. 305/2011 - fulfils the ÖNORM B1600/1601 requirements for small basins Article no.: HEWI 950.11.204 | https://catalog.hewi.com/en/p/95011204 | https://catalog.hewi.com/storage/downloads/HEWI_950_11_204_en.pdf
950.11.220 | HEWI Washbasin | Washbasin - made of mineral composite with non-porous surface, alpine white - with shelf and oval basin - without overflow - for wall-mounted fittings - can be retrofitted with washbasin profile grab rail set 950.13.0025 (for washbasins purchased from April 2022) - wheelchair accessible - weight capacity to EN 14688 - 850 mm wide and 415 mm deep - wash trough depth 90 mm - for hanger bolt fixing - CE and UKCA marking according to Construction Products Regulation No. 305/2011 - fulfils the ÖNORM B1600/1601 requirements for small basins Article no.: HEWI 950.11.220 | https://catalog.hewi.com/en/p/95011220 | https://catalog.hewi.com/storage/downloads/HEWI_950_11_220_en.pdf
950.11.220S | HEWI Washbasin, made to measure | Washbasin - made of mineral composite with non-porous surface, alpine white - with shelf surround and oval basin, variable length - without overflow - for wall-mounted fittings - wheelchair accessible - weight capacity to EN 14688 - Basic length: 850 mm, extendable to a total length of up to 2800 mm, 415 mm deep - wash trough depth 90 mm - for hanger bolt fixing - supplied with necessary supports - CE and UKCA marking according to Construction Products Regulation No. 305/2011 - fulfils the ÖNORM B1600/1601 requirements for small basins Article no.: HEWI 950.11.220S | https://catalog.hewi.com/en/p/95011220S | https://catalog.hewi.com/storage/downloads/HEWI_950_11_220S_en.pdf
950.11.221 | HEWI Washbasin | Washbasin - made of mineral composite with non-porous surface, alpine white - with shelf and oval basin - without overflow - prepared for single hole mixer tap - can be retrofitted with washbasin profile grab rail set 950.13.0025 (for washbasins purchased from April 2022) - wheelchair accessible - weight capacity to EN 14688 - 850 mm wide and 415 mm deep - wash trough depth 90 mm - for hanger bolt fixing - CE and UKCA marking according to Construction Products Regulation No. 305/2011 - fulfils the ÖNORM B1600/1601 requirements for small basins Article no.: HEWI 950.11.221 | https://catalog.hewi.com/en/p/95011221 | https://catalog.hewi.com/storage/downloads/HEWI_950_11_221_en.pdf
950.11.221S | HEWI Washbasin, made to measure | Washbasin - made of mineral composite with non-porous surface, alpine white - with shelf surround and oval basin, variable length - without overflow - prepared for single hole mixer tap - wheelchair accessible - weight capacity to EN 14688 - basic length: 850 mm, extendable to a total length of up to 2800 mm, 415 mm deep - wash trough depth 90 mm - for hanger bolt fixing - supplied with necessary supports - CE and UKCA marking according to Construction Products Regulation No. 305/2011 - fulfils the ÖNORM B1600/1601 requirements for small basins Article no.: HEWI 950.11.221S | https://catalog.hewi.com/en/p/95011221S | https://catalog.hewi.com/storage/downloads/HEWI_950_11_221S_en.pdf
950.11.240 | HEWI Washbasin | Washbasin - made of mineral composite material with non-porous surface - with shelf and deep rectangular basin with generous radii - integrated handle to hold, can also be used as a towel holder - includes overflow with rose and cover - the overflow can be replaced and renewed if necessary - overflow is mounted between drain and siphon under the washbasin, h=25 mm, ø=70 mm - for wall fitting - wheelchair accessible to DIN 18040 and ÖNORM B1600/1601 - loading capacity to EN 14688 - 850 mm wide, 550 mm deep - wash trough depth 100 mm - for hanger bolt fixing - CE and UKCA marking according to Construction Products Regulation No. 305/2011 Article no.: HEWI 950.11.240 | https://catalog.hewi.com/en/p/95011240 | https://catalog.hewi.com/storage/downloads/HEWI_950_11_240_en.pdf
950.11.241 | HEWI Washbasin | Washbasin - made of mineral composite material with non-porous surface - with shelf and deep rectangular basin with generous radii - integrated handle to hold, can also be used as a towel holder - includes overflow with rose and cover - the overflow can be replaced and renewed if necessary - overflow is mounted between drain and siphon under the washbasin, h=25 mm, ø=70 mm - prepared for single hole mixer tap - wheelchair accessible to DIN 18040 and ÖNORM B1600/1601 - loading capacity to EN 14688 - 850 mm wide, 550 mm deep - wash trough depth 100 mm - for hanger bolt fixing - CE and UKCA marking according to Construction Products Regulation No. 305/2011 Article no.: HEWI 950.11.241 | https://catalog.hewi.com/en/p/95011241 | https://catalog.hewi.com/storage/downloads/HEWI_950_11_241_en.pdf
950.11.250 | HEWI Washbasin | Washbasin - made of mineral composite material with non-porous surface - with gushing edge to wall - with shelf and deep oval basin - integrated ergonomic handle to hold, can also be used as a towel holder - without overflow - for wall fitting - wheelchair accessible - meets the requirements of SIA for hand-rinse basins - loading capacity to EN 14688 - 850 mm wide, 400 mm deep - wash trough depth 110 mm - for hanger bolt fixing - CE and UKCA marking according to Construction Products Regulation No. 305/2011 Article no.: HEWI 950.11.250 | https://catalog.hewi.com/en/p/95011250 | https://catalog.hewi.com/storage/downloads/HEWI_950_11_250_en.pdf
950.11.251 | HEWI Washbasin | Washbasin - made of mineral composite material with non-porous surface - with gushing edge to wall - with shelf and deep oval basin - integrated ergonomic handle to hold, can also be used as a towel holder - without overflow - prepared for single hole mixer tap - wheelchair accessible - meets the requirements of SIA for hand-rinse basins - loading capacity to EN 14688 - 850 mm wide, 400 mm deep - wash trough depth 110 mm - for hanger bolt fixing - CE and UKCA marking according to Construction Products Regulation No. 305/2011 Article no.: HEWI 950.11.251 | https://catalog.hewi.com/en/p/95011251 | https://catalog.hewi.com/storage/downloads/HEWI_950_11_251_en.pdf
950.11.260 | HEWI Washbasin | Washbasin - made of mineral composite material with non-porous surface - with gushing edge to wall - with shelf and deep rectangular basin with generous radii - integrated ergonomic handle to hold, can also be used as a towel holder - without overflow - for wall fitting - wheelchair accessible - meets the requirements of SIA for hand-rinse basins - loading capacity to EN 14688 - 850 mm wide, 400 mm deep - wash trough depth 110 mm - for hanger bolt fixing - CE and UKCA marking according to Construction Products Regulation No. 305/2011 Article no.: HEWI 950.11.260 | https://catalog.hewi.com/en/p/95011260 | https://catalog.hewi.com/storage/downloads/HEWI_950_11_260_en.pdf
950.11.261 | HEWI Washbasin | Washbasin - made of mineral composite material with non-porous surface - with gushing edge to wall - with shelf and deep rectangular basin with generous radii - integrated ergonomic handle to hold, can also be used as a towel holder - without overflow - prepared for single hole mixer tap - wheelchair accessible - meets the requirements of SIA for hand-rinse basins - loading capacity to EN 14688 - 850 mm wide, 400 mm deep - wash trough depth 110 mm - for hanger bolt fixing - CE and UKCA marking according to Construction Products Regulation No. 305/2011 Article no.: HEWI 950.11.261 | https://catalog.hewi.com/en/p/95011261 | https://catalog.hewi.com/storage/downloads/HEWI_950_11_261_en.pdf
950.11.300 | HEWI Washbasin | Washbasin - made of mineral composite with non-porous surface, alpine white - rectangular shape - without overflow - wheelchair accessible - for wall-mounted fittings - weight capacity to EN 14688 - 600 mm wide, 100 mm high and 450 mm deep - wash trough depth 60 mm - for hanger bolt fixing - CE marking according to Construction Products Regulation No. 305/2011 Article no.: HEWI 950.11.300 | https://catalog.hewi.com/en/p/95011300 | https://catalog.hewi.com/storage/downloads/HEWI_950_11_300_en.pdf
950.11.301 | HEWI Washbasin | Washbasin - made of mineral composite with non-porous surface, alpine white - rectangular shape - without overflow - wheelchair accessible - prepared for single hole mixer tap - weight capacity to EN 14688 - 600 mm wide, 100 mm high and 500 mm deep - wash trough depth 60 mm - for hanger bolt fixing - CE and UKCA marking according to Construction Products Regulation No. 305/2011 Article no.: HEWI 950.11.301 | https://catalog.hewi.com/en/p/95011301 | https://catalog.hewi.com/storage/downloads/HEWI_950_11_301_en.pdf
950.11.400 | HEWI Washbasin | Washbasin - made of mineral composite with non-porous surface, alpine white - with shelf and oval basin - integrated gripping feature, can be used as a towel holder - without overflow - for wall-mounted fittings - wheelchair accessible to DIN 18040 and ÖNORM B1600/1601 - weight capacity to EN 14688 - 1000 mm wide and 550 mm deep - wash trough depth 110 mm - for hanger bolt fixing - CE and UKCA marking according to Construction Products Regulation No. 305/2011 Article no.: HEWI 950.11.400 | https://catalog.hewi.com/en/p/95011400 | https://catalog.hewi.com/storage/downloads/HEWI_950_11_400_en.pdf
950.11.401 | HEWI Washbasin | Washbasin - made of mineral composite with non-porous surface, alpine white - with shelf and oval basin - integrated gripping feature, can be used as a towel holder - without overflow - prepared for single hole mixer tap - wheelchair accessible to DIN 18040 and ÖNORM B1600/1601 - weight capacity to EN 14688 - 1000 mm wide and 550 mm deep - wash trough depth 110 mm - for hanger bolt fixing - CE and UKCA marking according to Construction Products Regulation No. 305/2011 Article no.: HEWI 950.11.401 | https://catalog.hewi.com/en/p/95011401 | https://catalog.hewi.com/storage/downloads/HEWI_950_11_401_en.pdf
950.11.500 | HEWI Washbasin | Washbasin - made of mineral composite with non-porous surface, alpine white - with shelf and round basin - integrated gripping feature on the side, can be used as a towel holder - without overflow - for wall-mounted fittings - wheelchair accessible - weight capacity to EN 14688 - 450 mm wide and 400 mm deep - wash trough depth 70 mm - for hanger bolt fixing - CE and UKCA marking according to Construction Products Regulation No. 305/2011 - fulfils the ÖNORM B1600/1601 and SIA 500 requirements for small basins Article no.: HEWI 950.11.500 | https://catalog.hewi.com/en/p/95011500 | https://catalog.hewi.com/storage/downloads/HEWI_950_11_500_en.pdf
950.11.501 | HEWI Washbasin | Washbasin - made of mineral composite with non-porous surface, alpine white - with shelf and round basin - integrated gripping feature on the side, can be used as a towel holder - without overflow - prepared for single hole mixer tap - wheelchair accessible - weight capacity to EN 14688 - 450 mm wide and 400 mm deep - wash trough depth 70 mm - for hanger bolt fixing - CE and UKCA marking according to Construction Products Regulation No. 305/2011 - fulfils the ÖNORM B1600/1601 requirements for small basins Article no.: HEWI 950.11.501 | https://catalog.hewi.com/en/p/95011501 | https://catalog.hewi.com/storage/downloads/HEWI_950_11_501_en.pdf
950.11.600 | HEWI Washbasin | Washbasin - made of mineral composite with non-porous surface, alpine white - with shelf and oval basin - integrated gripping feature, can be used as a towel holder - without overflow - for wall-mounted fittings - wheelchair accessible to DIN 18040 and ÖNORM B1600/1601 - weight capacity to EN 14688 - 850 mm wide and 550 mm deep - wash trough depth 110 mm - for hanger bolt fixing - CE and UKCA marking according to Construction Products Regulation No. 305/2011 Article no.: HEWI 950.11.600 | https://catalog.hewi.com/en/p/95011600 | https://catalog.hewi.com/storage/downloads/HEWI_950_11_600_en.pdf
950.11.600S | HEWI Washbasin, made to measure | Washbasin - made of mineral composite with non-porous surface, alpine white - with shelf surround and oval basin, variable length - integrated gripping feature, can be used as a towel holder - without overflow - for wall-mounted fittings - wheelchair accessible to DIN 18040 and ÖNORM B1600/1601 - weight capacity to EN 14688 - Basic length: 850 mm, extendable to a total length of up to 2800 mm, 550 mm deep - wash trough depth 110 mm - for hanger bolt fixing - supplied with necessary supports - CE and UKCA marking according to Construction Products Regulation No. 305/2011 Article no.: HEWI 950.11.600S | https://catalog.hewi.com/en/p/95011600S | https://catalog.hewi.com/storage/downloads/HEWI_950_11_600S_en.pdf
950.11.601 | HEWI Washbasin | Washbasin - made of mineral composite with non-porous surface, alpine white - with shelf and oval basin - integrated gripping feature, can be used as a towel holder - without overflow - prepared for single hole mixer tap - wheelchair accessible to DIN 18040 and ÖNORM B1600/1601 - weight capacity to EN 14688 - 850 mm wide and 550 mm deep - wash trough depth 110 mm - for hanger bolt fixing - CE and UKCA marking according to Construction Products Regulation No. 305/2011 Article no.: HEWI 950.11.601 | https://catalog.hewi.com/en/p/95011601 | https://catalog.hewi.com/storage/downloads/HEWI_950_11_601_en.pdf
950.11.601S | HEWI Washbasin, made to measure | Washbasin - made of mineral composite with non-porous surface, alpine white - with shelf surround and oval basin, variable length - integrated gripping feature, can be used as a towel holder - without overflow - prepared for single hole mixer tap - wheelchair accessible to DIN 18040 and ÖNORM B1600/1601 - weight capacity to EN 14688 - Basic length: 850 mm, extendable to a total length of up to 2800 mm, 550 mm deep - wash trough depth 110 mm - for hanger bolt fixing - supplied with necessary supports - CE and UKCA marking according to Construction Products Regulation No. 305/2011 Article no.: HEWI 950.11.601S | https://catalog.hewi.com/en/p/95011601S | https://catalog.hewi.com/storage/downloads/HEWI_950_11_601S_en.pdf
950.11.603 | HEWI Washbasin | Washbasin - made of mineral composite with non-porous surface, alpine white - with shelf and oval basin - integrated gripping feature, can be used as a towel holder - includes overflow with rose and cover - the overflow can be replaced and renewed if necessary - overflow is mounted between drain and siphon under the washbasin, h=25 mm, ø=70 mm - for wall-mounted fittings - wheelchair accessible to DIN 18040 and ÖNORM B1600/1601 - weight capacity to EN 14688 - 850 mm wide and 550 mm deep - wash trough depth 110 mm - for hanger bolt fixing - CE marking according to Construction Products Regulation No. 305/2011 Article no.: HEWI 950.11.603 | https://catalog.hewi.com/en/p/95011603 | https://catalog.hewi.com/storage/downloads/HEWI_950_11_603_en.pdf
950.11.603S | HEWI Washbasin, made to measure | Washbasin - made of mineral composite with non-porous surface, alpine white - with shelf surround and oval basin, variable length - integrated gripping feature, can be used as a towel holder - includes overflow with rose and cover - the overflow can be replaced and renewed if necessary - overflow is mounted between drain and siphon under the washbasin, h=25 mm, ø=70 mm - for wall-mounted fittings - wheelchair accessible to DIN 18040 and ÖNORM B1600/1601 - weight capacity to EN 14688 - Basic length: 850 mm, extendable to a total length of up to 2800 mm, 550 mm deep - wash trough depth 110 mm - for hanger bolt fixing - supplied with necessary supports - CE marking according to Construction Products Regulation No. 305/2011 Article no.: HEWI 950.11.603S | https://catalog.hewi.com/en/p/95011603S | https://catalog.hewi.com/storage/downloads/HEWI_950_11_603S_en.pdf
950.11.604 | HEWI Washbasin | Washbasin - made of mineral composite with non-porous surface, alpine white - with shelf and oval basin - integrated gripping feature, can be used as a towel holder - includes overflow with rose and cover - the overflow can be replaced and renewed if necessary - overflow is mounted between drain and siphon under the washbasin, h=25 mm, ø=70 mm - prepared for single hole mixer tap - wheelchair accessible to DIN 18040 and ÖNORM B1600/1601 - weight capacity to EN 14688 - 850 mm wide and 550 mm deep - wash trough depth 110 mm - for hanger bolt fixing - CE marking according to Construction Products Regulation No. 305/2011 Article no.: HEWI 950.11.604 | https://catalog.hewi.com/en/p/95011604 | https://catalog.hewi.com/storage/downloads/HEWI_950_11_604_en.pdf
950.11.604S | HEWI Washbasin, made to measure | Washbasin - made of mineral composite with non-porous surface, alpine white - with shelf surround and oval basin, variable length - integrated gripping feature, can be used as a towel holder - includes overflow with rose and cover - the overflow can be replaced and renewed if necessary - overflow is mounted between drain and siphon under the washbasin, h=25 mm, ø=70 mm - prepared for single hole mixer tap - wheelchair accessible to DIN 18040 and ÖNORM B1600/1601 - weight capacity to EN 14688 - Basic length: 850 mm, extendable to a total length of up to 2800 mm, 550 mm deep - wash trough depth 110 mm - for hanger bolt fixing - supplied with necessary supports - CE marking according to Construction Products Regulation No. 305/2011 Article no.: HEWI 950.11.604S | https://catalog.hewi.com/en/p/95011604S | https://catalog.hewi.com/storage/downloads/HEWI_950_11_604S_en.pdf
950.11.620S | HEWI Washbasin, made to measure | Washbasin - made of mineral composite with non-porous surface, alpine white - with shelf surround and oval basin, variable length - without overflow - for wall-mounted fittings - wheelchair accessible to DIN 18040 and ÖNORM B1600/1601 - weight capacity to EN 14688 - Basic length: 850 mm, extendable to a total length of up to 2800 mm, 550 mm deep - wash trough depth 110 mm - for hanger bolt fixing - supplied with necessary supports - CE and UKCA marking according to Construction Products Regulation No. 305/2011 Article no.: HEWI 950.11.620S | https://catalog.hewi.com/en/p/95011620S | https://catalog.hewi.com/storage/downloads/HEWI_950_11_620S_en.pdf
950.11.621S | HEWI Washbasin, made to measure | Washbasin - made of mineral composite with non-porous surface, alpine white - with shelf surround and oval basin, variable length - without overflow - prepared for single hole mixer tap - wheelchair accessible to DIN 18040 and ÖNORM B1600/1601 - weight capacity to EN 14688 - Basic length: 850 mm, extendable to a total length of up to 2800 mm, 550 mm deep - wash trough depth 110 mm - for hanger bolt fixing - supplied with necessary supports - CE and UKCA marking according to Construction Products Regulation No. 305/2011 Article no.: HEWI 950.11.621S | https://catalog.hewi.com/en/p/95011621S | https://catalog.hewi.com/storage/downloads/HEWI_950_11_621S_en.pdf
950.12.101 | HEWI Washbasin | Washbasin - especially suitable for child daycare centres or guest toilet - made of mineral composite with non-porous surface, alpine white - rectangular basin with large radii - without overflow - prepared for single hole mixer tap - 510 mm wide and 350 mm deep - wash trough depth 125 mm - for hanger bolt fixing - weight capacity to EN 14688 - easy to clean - standard market colours for children can be removed without leaving any residue - high water temperature (e.g. for thermal disinfection): resistant to thermal shock up to 65 °C, resistant up to 80 °C for an exposure period of 5 minutes - CE and UKCA marking according to Construction Products Regulation No. 305/2011 - washbasin without tap hole available on request without surcharge (delivery time: approx. 4 weeks) Article no.: HEWI 950.12.101 | https://catalog.hewi.com/en/p/95012101 | https://catalog.hewi.com/storage/downloads/HEWI_950_12_101_en.pdf
950.12.1016 | HEWI Washbasin | Washbasin - especially suitable for child daycare centres or guest toilet - made of mineral composite with non-porous surface - two-coloured: alpine white and HEWI colour 74 (apple green) or alpine white and HEWI colour 55 (aqua blue) - rectangular basin with large radii - without overflow - prepared for single hole mixer tap - 510 mm wide and 350 mm deep - wash trough depth 125 mm - for hanger bolt fixing - weight capacity to EN 14688 - easy to clean - standard market colours for children can be removed without leaving any residue - high water temperature (e.g. for thermal disinfection): resistant to thermal shock up to 65 °C, resistant up to 80 °C for an exposure period of 5 minutes - CE and UKCA marking according to Construction Products Regulation No. 305/2011 - washbasin without tap hole available on request without surcharge (delivery time: approx. 4 weeks) Article no.: HEWI 950.12.1016 | https://catalog.hewi.com/en/p/950121016 | https://catalog.hewi.com/storage/downloads/HEWI_950_12_1016_en.pdf
950.12.205 | HEWI Double washbasin | Double washbasin/wash trough - especially suitable for child daycare centres - made of mineral composite with non-porous surface, alpine white - rectangular basin with large radii - without overflow - prepared for single hole mixer taps - 900 mm wide and 350 mm deep - wash trough depth 125 mm - for hanger bolt fixing - weight capacity to EN 14688 - easy to clean - standard market colours for children can be removed without leaving any residue - high water temperature (e.g. for thermal disinfection): resistant to thermal shock up to 65 °C, resistant up to 80 °C for an exposure period of 5 minutes - CE and UKCA marking according to Construction Products Regulation No. 305/2011 - washbasin without tap hole available on request without surcharge (delivery time: approx. 4 weeks) Article no.: HEWI 950.12.205 | https://catalog.hewi.com/en/p/95012205 | https://catalog.hewi.com/storage/downloads/HEWI_950_12_205_en.pdf
950.12.2056 | HEWI Double washbasin | Double washbasin/wash trough - especially suitable for child daycare centres - made of mineral composite with non-porous surface - two-coloured: alpine white and HEWI colour 74 (apple green) or alpine white and HEWI colour 55 (aqua blue) - rectangular basin with large radii - without overflow - prepared for single hole mixer taps - 900 mm wide and 350 mm deep - wash trough depth 125 mm - for hanger bolt fixing - weight capacity to EN 14688 - easy to clean - standard market colours for children can be removed without leaving any residue - high water temperature: resistant to thermal shock up to 65 °C, resistant up to 80 °C for an exposure period of 5 minutes - CE and UKCA marking according to Construction Products Regulation No. 305/2011 - washbasin without tap hole available on request without surcharge (delivery time: approx. 4 weeks) Article no.: HEWI 950.12.2056 | https://catalog.hewi.com/en/p/950122056 | https://catalog.hewi.com/storage/downloads/HEWI_950_12_2056_en.pdf
950.12.301 | HEWI Row washbasin with height graduation | Row washbasin with height graduation - Especially suitable for child daycare centres - Made of mineral composite with non-porous surface, alpine white - 2 interconnected rectangular basins with large radii - Upper left washbasin - Height offset 125 mm - 1400 mm wide, 265 mm high and 460 / 395 mm deep - The lower basin has a smaller depth - Incl. transparent baffle made of Perspex in blue, suitable for water play (not completely sealing) - Without overflow, incl. 2 standpipe valves for water accumulation - wash trough depth 125 mm - Prepared for 3 single-hole taps - For hanger bolt fastening - Weight capacity to EN 14688 - easy to clean - standard market colours for children can be removed without leaving any residue - CE and UKCA marking according to Construction Products Regulation No. 305/2011 - High water temperature (e.g. when carrying out thermal disinfection): change resistant up to 65 °C, resistant up to 80 °C over a load period of 5 minutes - washbasin without tap hole available on request without surcharge (delivery time: approx. 4 weeks) Article no.: HEWI 950.12.301 | https://catalog.hewi.com/en/p/95012301 | https://catalog.hewi.com/storage/downloads/HEWI_950_12_301_en.pdf
950.12.302 | HEWI Row washbasin with height graduation | Row washbasin with height graduation - Especially suitable for child daycare centres - Made of mineral composite with non-porous surface, alpine white - 2 interconnected rectangular basins with large radii - Upper left washbasin - Height offset 125 mm - 1400 mm wide, 265 mm high and 460 / 395 mm deep - The lower basin has a smaller depth - Incl. opaque baffle made of Perspex in green, suitable for water play (not completely sealing) - Without overflow, incl. 2 standpipe valves for water accumulation - wash trough depth 125 mm - Prepared for 3 single-hole taps - For hanger bolt fastening - Weight capacity to EN 14688 - easy to clean - standard market colours for children can be removed without leaving any residue - CE and UKCA marking according to Construction Products Regulation No. 305/2011 - High water temperature (e.g. when carrying out thermal disinfection): change resistant up to 65 °C, resistant up to 80 °C over a load period of 5 minutes - washbasin without tap hole available on request without surcharge (delivery time: approx. 4 weeks) Article no.: HEWI 950.12.302 | https://catalog.hewi.com/en/p/95012302 | https://catalog.hewi.com/storage/downloads/HEWI_950_12_302_en.pdf
950.12.303 | HEWI Row washbasin with height graduation | Row washbasin with height graduation - Especially suitable for child daycare centres - Made of mineral composite with non-porous surface, alpine white - 2 interconnected rectangular basins with large radii - Upper right washbasin - Height offset 125 mm - 1400 mm wide, 265 mm high and 460 / 395 mm deep - The lower basin has a smaller depth - Incl. transparent baffle made of Perspex in blue, suitable for water play (not completely sealing) - Without overflow, incl. 2 standpipe valves for water accumulation - wash trough depth 125 mm - Prepared for 3 single-hole taps - For hanger bolt fastening - Weight capacity to EN 14688 - easy to clean - standard market colours for children can be removed without leaving any residue - CE and UKCA marking according to Construction Products Regulation No. 305/2011 - High water temperature (e.g. when carrying out thermal disinfection): change resistant up to 65 °C, resistant up to 80 °C over a load period of 5 minutes - washbasin without tap hole available on request without surcharge (delivery time: approx. 4 weeks) Article no.: HEWI 950.12.303 | https://catalog.hewi.com/en/p/95012303 | https://catalog.hewi.com/storage/downloads/HEWI_950_12_303_en.pdf
950.12.304 | HEWI Row washbasin with height graduation | Row washbasin with height graduation - Especially suitable for child daycare centres - Made of mineral composite with non-porous surface, alpine white - 2 interconnected rectangular basins with large radii - Upper right washbasin - Height offset 125 mm - 1400 mm wide, 265 mm high and 460 / 395 mm deep - The lower basin has a smaller depth - Incl. opaque baffle made of Perspex in green, suitable for water play (not completely sealing) - Without overflow, incl. 2 standpipe valves for water accumulation - wash trough depth 125 mm - Prepared for 3 single-hole taps - For hanger bolt fastening - Weight capacity to EN 14688 - easy to clean - standard market colours for children can be removed without leaving any residue - CE and UKCA marking according to Construction Products Regulation No. 305/2011 - High water temperature (e.g. when carrying out thermal disinfection): change resistant up to 65 °C, resistant up to 80 °C over a load period of 5 minutes - washbasin without tap hole available on request without surcharge (delivery time: approx. 4 weeks) Article no.: HEWI 950.12.304 | https://catalog.hewi.com/en/p/95012304 | https://catalog.hewi.com/storage/downloads/HEWI_950_12_304_en.pdf
950.12.305 | HEWI Row washbasin with height graduation | Row washbasin with height graduation - Especially suitable for child daycare centres - Made of mineral composite with non-porous surface, alpine white - 2 interconnected rectangular basins with large radii - Upper left washbasin - Height offset 125 mm - 1800 mm wide, 265 mm high and 460 / 395 mm deep - The lower basin has a smaller depth - Incl. transparent baffle made of Perspex in blue, suitable for water play (not completely sealing) - Without overflow, incl. 2 standpipe valves for water accumulation - wash trough depth 125 mm - Prepared for 4 single-hole taps - For hanger bolt fastening - Weight capacity to EN 14688 - easy to clean - standard market colours for children can be removed without leaving any residue - CE and UKCA marking according to Construction Products Regulation No. 305/2011 - High water temperature (e.g. when carrying out thermal disinfection): change resistant up to 65 °C, resistant up to 80 °C over a load period of 5 minutes - washbasin without tap hole available on request without surcharge (delivery time: approx. 4 weeks) Article no.: HEWI 950.12.305 | https://catalog.hewi.com/en/p/95012305 | https://catalog.hewi.com/storage/downloads/HEWI_950_12_305_en.pdf
950.12.306 | HEWI Row washbasin with height graduation | Row washbasin with height graduation - Especially suitable for child daycare centres - Made of mineral composite with non-porous surface, alpine white - 2 interconnected rectangular basins with large radii - Upper left washbasin - Height offset 125 mm - 1800 mm wide, 265 mm high and 460 / 395 mm deep - The lower basin has a smaller depth - Incl. opaque baffle made of Perspex in green, suitable for water play (not completely sealing) - Without overflow, incl. 2 standpipe valves for water accumulation - wash trough depth 125 mm - Prepared for 4 single-hole taps - For hanger bolt fastening - Weight capacity to EN 14688 - easy to clean - standard market colours for children can be removed without leaving any residue - CE and UKCA marking according to Construction Products Regulation No. 305/2011 - High water temperature (e.g. when carrying out thermal disinfection): change resistant up to 65 °C, resistant up to 80 °C over a load period of 5 minutes - washbasin without tap hole available on request without surcharge (delivery time: approx. 4 weeks) Article no.: HEWI 950.12.306 | https://catalog.hewi.com/en/p/95012306 | https://catalog.hewi.com/storage/downloads/HEWI_950_12_306_en.pdf
950.12.307 | HEWI Row washbasin with height graduation | Row washbasin with height graduation - Especially suitable for child daycare centres - Made of mineral composite with non-porous surface, alpine white - 2 interconnected rectangular basins with large radii - Upper right washbasin - Height offset 125 mm - 1800 mm wide, 265 mm high and 460 / 395 mm deep - The lower basin has a smaller depth - Incl. transparent baffle made of Perspex in blue, suitable for water play (not completely sealing) - Without overflow, incl. 2 standpipe valves for water accumulation - wash trough depth 125 mm - Prepared for 4 single-hole taps - For hanger bolt fastening - Weight capacity to EN 14688 - easy to clean - standard market colours for children can be removed without leaving any residue - CE and UKCA marking according to Construction Products Regulation No. 305/2011 - High water temperature (e.g. when carrying out thermal disinfection): change resistant up to 65 °C, resistant up to 80 °C over a load period of 5 minutes - washbasin without tap hole available on request without surcharge (delivery time: approx. 4 weeks) Article no.: HEWI 950.12.307 | https://catalog.hewi.com/en/p/95012307 | https://catalog.hewi.com/storage/downloads/HEWI_950_12_307_en.pdf
950.12.308 | HEWI Row washbasin with height graduation | Row washbasin with height graduation - Especially suitable for child daycare centres - Made of mineral composite with non-porous surface, alpine white - 2 interconnected rectangular basins with large radii - Upper right washbasin - Height offset 125 mm - 1800 mm wide, 265 mm high and 460 / 395 mm deep - The lower basin has a smaller depth - Incl. opaque baffle made of Perspex in green, suitable for water play (not completely sealing) - Without overflow, incl. 2 standpipe valves for water accumulation - wash trough depth 125 mm - Prepared for 4 single-hole taps - For hanger bolt fastening - Weight capacity to EN 14688 - easy to clean - standard market colours for children can be removed without leaving any residue - CE and UKCA marking according to Construction Products Regulation No. 305/2011 - High water temperature (e.g. when carrying out thermal disinfection): change resistant up to 65 °C, resistant up to 80 °C over a load period of 5 minutes - washbasin without tap hole available on request without surcharge (delivery time: approx. 4 weeks) Article no.: HEWI 950.12.308 | https://catalog.hewi.com/en/p/95012308 | https://catalog.hewi.com/storage/downloads/HEWI_950_12_308_en.pdf
950.12.E001 | HEWI Baffle | Baffle - For HEWI row washbasins 950.12.30... - Made of Perspex in blue (transparent) - Suitable for water play (not completely sealing) - Height: 100 mm Article no.: HEWI 950.12.E001 | https://catalog.hewi.com/en/p/95012E001 | https://catalog.hewi.com/storage/downloads/HEWI_950_12_E001_en.pdf
950.12.E002 | HEWI Baffle | Baffle - For HEWI row washbasins 950.12.30... - Made of Perspex in green (opaque) - Suitable for water play (not completely sealing) - Height: 100 mm Article no.: HEWI 950.12.E002 | https://catalog.hewi.com/en/p/95012E002 | https://catalog.hewi.com/storage/downloads/HEWI_950_12_E002_en.pdf
950.13.0001 | HEWI Washbasin profiles with support rail | Pedestal wash basin profiles with handle - adaptive additional functions for the wash basin model 950.13.20.. - Handle can also be used as a towel rail - 650 mm wide, diameter of side handrail 25 mm - Side handrail made of high quality stainless steel - powder-coated in HEWI colours DX (matt white), DC (matt black) and SC (matt dark grey pearl mica) - Load capacity up to 80 kg - Mounted under the wash basin using two profiles - Including corrosion-free HEWI fastening material Article no.: HEWI 950.13.0001 | https://catalog.hewi.com/en/p/950130001 | https://catalog.hewi.com/storage/downloads/HEWI_950_13_0001_en.pdf
950.13.0002 | HEWI Washbasin profile with shelf | Pedestal wash basin profiles with shelf - adaptive additional functions for the wash basin models 950.13.20.. and 950.13.30.. - Shelf can easily be inserted and removed in the profile on the wash basin - Additional storage space at the wash basin - Shelf 360 mm wide, 102 mm deep - shelf made of high-quality stainless steel, aluminium profile - powder-coated in HEWI colours DX (matt white), DC (matt black) and SC (matt dark grey pearl mica) - Load capacity up to 2 kg - Including corrosion-free HEWI fastening material for the profile Article no.: HEWI 950.13.0002 | https://catalog.hewi.com/en/p/950130002 | https://catalog.hewi.com/storage/downloads/HEWI_950_13_0002_en.pdf
950.13.0003 | HEWI Washbasin profile with shelf | Pedestal wash basin profiles with shelf - adaptive additional functions for the wash basin models 950.13.20.. and 950.13.30.. - Shelf can easily be inserted and removed in the profile on the wash basin - Additional storage space at the wash basin - Shelf 360 mm wide, 102 mm deep - Hole serves to accommodate tumblers and soap dispensers of the System 800 K - shelf made of high-quality stainless steel, aluminium profile - powder-coated in HEWI colours DX (matt white), DC (matt black) and SC (matt dark grey pearl mica) - Load capacity up to 2 kg - Including corrosion-free HEWI fastening material for the profile Article no.: HEWI 950.13.0003 | https://catalog.hewi.com/en/p/950130003 | https://catalog.hewi.com/storage/downloads/HEWI_950_13_0003_en.pdf
950.13.0004 | HEWI Washbasin profile with shelf | Pedestal wash basin profiles with shelf - adaptive additional functions for the wash basin models 950.13.20.. and 950.13.30.. - Shelf can easily be inserted and removed in the profile on the wash basin - Additional storage space at the wash basin - Shelf 360 mm wide, 102 mm deep - Hole serves to accommodate tumblers and soap dispensers of the System 800 K - shelf made of high-quality stainless steel, aluminium profile - powder-coated in HEWI colours DX (matt white), DC (matt black) and SC (matt dark grey pearl mica) - Load capacity up to 2 kg - Including corrosion-free HEWI fastening material for the profile Article no.: HEWI 950.13.0004 | https://catalog.hewi.com/en/p/950130004 | https://catalog.hewi.com/storage/downloads/HEWI_950_13_0004_en.pdf
950.13.0005 | HEWI Washbasin profile with shelf | Pedestal wash basin profiles with shelf - adaptive additional functions for the wash basin models 950.13.20.. and 950.13.30.. - Shelf can easily be inserted and removed in the profile on the wash basin - Additional storage space at the wash basin - Shelf 470 mm wide, 102 mm deep - shelf made of high-quality stainless steel, aluminium profile - powder-coated in HEWI colours DX (matt white), DC (matt black) and SC (matt dark grey pearl mica) - Load capacity up to 2 kg - Including corrosion-free HEWI fastening material for the profile Article no.: HEWI 950.13.0005 | https://catalog.hewi.com/en/p/950130005 | https://catalog.hewi.com/storage/downloads/HEWI_950_13_0005_en.pdf
950.13.0006 | HEWI Washbasin profile with shelf | Pedestal wash basin profiles with shelf - adaptive additional functions for the wash basin models 950.13.20.. and 950.13.30.. - Shelf can easily be inserted and removed in the profile on the wash basin - Additional storage space at the wash basin - Shelf 360 mm wide, 102 mm deep - Hole serves to accommodate tumblers and soap dispensers of the System 800 K - Oblong hole serves the accommodate the shower basket of the System 800 K - shelf made of high-quality stainless steel, aluminium profile - powder-coated in HEWI colours DX (matt white), DC (matt black) and SC (matt dark grey pearl mica) - Load capacity up to 2 kg - Including corrosion-free HEWI fastening material for the profile Article no.: HEWI 950.13.0006 | https://catalog.hewi.com/en/p/950130006 | https://catalog.hewi.com/storage/downloads/HEWI_950_13_0006_en.pdf
950.13.0007 | HEWI Washbasin profile with shelf | Pedestal wash basin profiles with shelf - adaptive additional functions for the wash basin models 950.13.20.. and 950.13.30.. - Shelf can easily be inserted and removed in the profile on the wash basin - Additional storage space at the wash basin - Shelf 470 mm wide, 102 mm deep - Hole serves to accommodate tumblers and soap dispensers of the System 800 K - Oblong hole serves the accommodate the shower basket of the System 800 K - shelf made of high-quality stainless steel, aluminium profile - powder-coated in HEWI colours DX (matt white), DC (matt black) and SC (matt dark grey pearl mica) - Load capacity up to 2 kg - Including co+C12rrosion-free HEWI fastening material for the profile Article no.: HEWI 950.13.0007 | https://catalog.hewi.com/en/p/950130007 | https://catalog.hewi.com/storage/downloads/HEWI_950_13_0007_en.pdf
950.13.0008 | HEWI Washbasin profile with 3 hooks | Pedestal wash basin profiles with 3 hooks - adaptive additional functions for the wash basin models 950.13.20.. and 950.13.30.. - Hooks can easily be inserted and removed in the profile on the wash basin - Additional hanging space directly at the wash basin - 15 mm wide - hooks made of high-quality stainless steel, aluminium profile - powder-coated in HEWI colours DX (matt white), DC (matt black) and SC (matt dark grey pearl mica) - Load capacity up to 2 kg - Including corrosion-free HEWI fastening material for the profile Article no.: HEWI 950.13.0008 | https://catalog.hewi.com/en/p/950130008 | https://catalog.hewi.com/storage/downloads/HEWI_950_13_0008_en.pdf
950.13.0009 | HEWI Washbasin profile with cap | Pedestal wash basin with cap - Can be mounted under the pedestal wash basin models 950.13.20.. and 950.13.30.. - Hooks and shelves can easily be inserted and removed using the profile on the wash basin - Additional storage space or hanging space directly at the wash basin - 482 mm wide, cross-diameter 25 x 25 mm - Made of aluminium - powder-coated in HEWI colours DX (matt white), DC (matt black) and SC (matt dark grey pearl mica) - Including corrosion-free HEWI fastening material Article no.: HEWI 950.13.0009 | https://catalog.hewi.com/en/p/950130009 | https://catalog.hewi.com/storage/downloads/HEWI_950_13_0009_en.pdf
950.13.0010 | HEWI Wall profile with caps | Wall profile with caps - Hooks and shelves can easily be inserted and removed using the profile - Additional storage space or hanging space on the wall - 372 mm wide, cross-diameter 25 x 25 mm - Made of aluminium - powder-coated in HEWI colours DX (matt white), DC (matt black) and SC (matt dark grey pearl mica) - Including corrosion-free HEWI fastening material Article no.: HEWI 950.13.0010 | https://catalog.hewi.com/en/p/950130010 | https://catalog.hewi.com/storage/downloads/HEWI_950_13_0010_en.pdf
950.13.0011 | HEWI Wall profile with caps | Wall profile with caps - Hooks and shelves can easily be inserted and removed using the profile - Additional storage space or hanging space on the wall - 482 mm wide, cross-diameter 25 x 25 mm - Made of aluminium - powder-coated in HEWI colours DX (matt white), DC (matt black) and SC (matt dark grey pearl mica) - Including corrosion-free HEWI fastening material Article no.: HEWI 950.13.0011 | https://catalog.hewi.com/en/p/950130011 | https://catalog.hewi.com/storage/downloads/HEWI_950_13_0011_en.pdf
950.13.0012 | HEWI Wall profile with caps | Wall profile with caps - Hooks and shelves can easily be inserted and removed using the profile - Additional storage space or hanging space on the wall - 736 mm wide, cross-diameter 25 x 25 mm - Made of aluminium - powder-coated in HEWI colours DX (matt white), DC (matt black) and SC (matt dark grey pearl mica) - Including corrosion-free HEWI fastening material Article no.: HEWI 950.13.0012 | https://catalog.hewi.com/en/p/950130012 | https://catalog.hewi.com/storage/downloads/HEWI_950_13_0012_en.pdf
950.13.0013 | HEWI Hook | Hook - adaptive additional functions for the wall profiles 950.13.00.. and wash basin models 950.13.20.., 950.13.30.. and 950.19.087 to 950.19.090 - Hook can easily be inserted and removed in the profilen - Additional hanging space on the wall or directly at the wash basin - 15 mm wide - Made of high quality stainless steel - powder-coated in HEWI colours DX (matt white), DC (matt black) and SC (matt dark grey pearl mica) - Load capacity up to 2 kg Article no.: HEWI 950.13.0013 | https://catalog.hewi.com/en/p/950130013 | https://catalog.hewi.com/storage/downloads/HEWI_950_13_0013_en.pdf
950.13.0014 | HEWI Shelf | Shelf - adaptive additional functions for the wall profiles 950.13.00.. and wash basin models 950.13.20.., 950.13.30.., 950.19.087 and 950.19.088 - Shelf can easily be inserted and removed in the profile on the wash basin - Additional storage space on the wall or directly at the wash basin - Shelf 360 mm wide, 102 mm deep - Made of high quality stainless steel - powder-coated in HEWI colours DX (matt white), DC (matt black) and SC (matt dark grey pearl mica) - Load capacity up to 2 kg Article no.: HEWI 950.13.0014 | https://catalog.hewi.com/en/p/950130014 | https://catalog.hewi.com/storage/downloads/HEWI_950_13_0014_en.pdf
950.13.0015 | HEWI Shelf | Right shelf hole - adaptive additional functions for the wall profiles 950.13.00.. and wash basin models 950.13.20.., 950.13.30.., 950.19.087 and 950.19.088 - Shelf can easily be inserted and removed in the profile on the wash basin - Additional storage space at the wash basin - Shelf 360 mm wide, 102 mm deep - Hole serves to accommodate tumblers and soap dispensers of the System 800 K - Made of high quality stainless steel - powder-coated in HEWI colours DX (matt white), DC (matt black) and SC (matt dark grey pearl mica) - Load capacity up to 2 kg Article no.: HEWI 950.13.0015 | https://catalog.hewi.com/en/p/950130015 | https://catalog.hewi.com/storage/downloads/HEWI_950_13_0015_en.pdf
950.13.0016 | HEWI Shelf | Left shelf hole - adaptive additional functions for the wall profiles 950.13.00.. and wash basin models 950.13.20.., 950.13.30.., 950.19.087 and 950.19.088 - Shelf can easily be inserted and removed in the profile on the wash basin - Additional storage space at the wash basin - Shelf 360 mm wide, 102 mm deep - Hole serves to accommodate tumblers and soap dispensers of the System 800 K - Made of high quality stainless steel - powder-coated in HEWI colours DX (matt white), DC (matt black) and SC (matt dark grey pearl mica) - Load capacity up to 2 kg Article no.: HEWI 950.13.0016 | https://catalog.hewi.com/en/p/950130016 | https://catalog.hewi.com/storage/downloads/HEWI_950_13_0016_en.pdf
950.13.0017 | HEWI Shelf | Shelf - adaptive additional functions for the wall profiles 950.13.00.. and wash basin models 950.13.20.. and 950.13.30.. - Shelf can easily be inserted and removed in the profile on the wash basin - Additional storage space on the wall or directly at the wash basin - Shelf 470 mm wide, 102 mm deep - Made of high quality stainless steel - powder-coated in HEWI colours DX (matt white), DC (matt black) and SC (matt dark grey pearl mica) - Load capacity up to 2 kg Article no.: HEWI 950.13.0017 | https://catalog.hewi.com/en/p/950130017 | https://catalog.hewi.com/storage/downloads/HEWI_950_13_0017_en.pdf
950.13.0018 | HEWI Shelf | Right shelf hole, oblong hole - adaptive additional functions for the wall profiles 950.13.00.. and wash basin models 950.13.20.. and 950.13.30.. - Shelf can easily be inserted and removed in the profile on the wash basin - Additional storage space on the wall or directly at the wash basin - Shelf 470 mm wide, 102 mm deep - Hole serves to accommodate tumblers and soap dispensers of the System 800 K - Oblong hole serves the accommodate the shower basket of the System 800 K - Made of high quality stainless steel - powder-coated in HEWI colours DX (matt white), DC (matt black) and SC (matt dark grey pearl mica) - Load capacity up to 2 kg Article no.: HEWI 950.13.0018 | https://catalog.hewi.com/en/p/950130018 | https://catalog.hewi.com/storage/downloads/HEWI_950_13_0018_en.pdf
950.13.0019 | HEWI Shelf | Left shelf hole, oblong hole - adaptive additional functions for the wall profiles 950.13.00.. and wash basin models 950.13.20.. and 950.13.30.. - Shelf can easily be inserted and removed in the profile on the wash basin - Additional storage space on the wall or directly at the wash basin - Shelf 470 mm wide, 102 mm deep - Hole serves to accommodate tumblers and soap dispensers of the System 800 K - Oblong hole serves the accommodate the shower basket of the System 800 K - Made of high quality stainless steel - powder-coated in HEWI colours DX (matt white), DC (matt black) and SC (matt dark grey pearl mica) - Load capacity up to 2 kg Article no.: HEWI 950.13.0019 | https://catalog.hewi.com/en/p/950130019 | https://catalog.hewi.com/storage/downloads/HEWI_950_13_0019_en.pdf
950.13.0020 | HEWI Profile cap | Profile cap - End cap for the pedestal wash basin profile 950.13.0009 and wall profiles 950.13.00.. - 25 x 25 mm - Made of aluminium - powder-coated in HEWI colours DX (matt white), DC (matt black) and SC (matt dark grey pearl mica) Article no.: HEWI 950.13.0020 | https://catalog.hewi.com/en/p/950130020 | https://catalog.hewi.com/storage/downloads/HEWI_950_13_0020_en.pdf
950.13.0021 | HEWI Washbasin support rail | Pedestal wash basin handle - adaptive additional functions for the wash basin model 950.13.20.. - Handle can also be used as a towel rail - 647 mm wide, diameter of side handrail 25 mm - Side handrail made of high quality stainless steel - powder-coated in HEWI colours DX (matt white), DC (matt black) and SC (matt dark grey pearl mica) - Load capacity up to 80 kg - Mounted under the wash basin using two wash basin profiles 950.13.0009 Article no.: HEWI 950.13.0021 | https://catalog.hewi.com/en/p/950130021 | https://catalog.hewi.com/storage/downloads/HEWI_950_13_0021_en.pdf
950.13.0022 | HEWI Washbasin profiles with support rail | Washbasin profiles with grab rail - Adaptive additional function for washbasin model 950.13.30.. - Grab rail, can also be used as a towel rail - 848 mm wide, diameter holding bar 25 mm - Holding bar made of high-quality stainless steel - Powder-coated in the HEWI colours DX (white deep matt), DC (black deep matt) and SC (dark grey pearl mica deep matt) - Weight capacity up to 80 kg - is mounted over the two profiles under the washbasin - incl. non-corrosive HEWI fixing materials Article no.: HEWI 950.13.0022 | https://catalog.hewi.com/en/p/950130022 | https://catalog.hewi.com/storage/downloads/HEWI_950_13_0022_en.pdf
950.13.0023 | HEWI Washbasin profiles with support rail | Washbasin grab rail - Adaptive additional function for the variable-length washbasin model 950.13.20..S - Grab rail, can also be used as a towel rail - 647 mm wide, diameter holding bar 25 mm - Holding bar made of high-quality stainless steel - Powder-coated in the HEWI colours DX (white deep matt), DC (black deep matt) and SC (dark grey pearl mica deep matt) - Weight capacity up to 80 kg Article no.: HEWI 950.13.0023 | https://catalog.hewi.com/en/p/950130023 | https://catalog.hewi.com/storage/downloads/HEWI_950_13_0023_en.pdf
950.13.0024 | HEWI Washbasin profiles with support rail | Washbasin profiles with grab rail - Adaptive additional function for washbasin models 950.11.121 and 950.11.120 - Grab rail, can also be used as a towel rail - 597 mm wide, diameter holding bar 25 mm - Holding bar made of high-quality stainless steel - Powder-coated in the HEWI colours DX (white deep matt), DC (black deep matt) and SC (dark grey pearl mica deep matt) - Weight capacity up to 80 kg - is mounted over the two profiles under the washbasin - incl. non-corrosive HEWI fixing materials Article no.: HEWI 950.13.0024 | https://catalog.hewi.com/en/p/950130024 | https://catalog.hewi.com/storage/downloads/HEWI_950_13_0024_en.pdf
950.13.0025 | HEWI Washbasin profiles with support rail | Washbasin profiles with grab rail - Adaptive additional function for washbasin models 950.11.221 and 950.11.220 - Grab rail, can also be used as a towel rail - 848 mm wide, diameter holding bar 25 mm - Holding bar made of high-quality stainless steel - Powder-coated in the HEWI colours DX (white deep matt), DC (black deep matt) and SC (dark grey pearl mica deep matt) - Weight capacity up to 80 kg - is mounted over the two profiles under the washbasin - incl. non-corrosive HEWI fixing materials Article no.: HEWI 950.13.0025 | https://catalog.hewi.com/en/p/950130025 | https://catalog.hewi.com/storage/downloads/HEWI_950_13_0025_en.pdf
950.13.0026 | HEWI Towel rail | Towel holder - Adaptive additional function for wall profiles 950.13.001.. and 950.13.0033, as well as for washbasin models 950.13.20.. and 950.13.30.. - Towel rail can be easily hooked in and out of the profile - W: 470 mm, H: 20 mm, D: 80 mm - made of high-quality stainless steel - Powder-coated in the HEWI colours DX (white deep matt), DC (black deep matt) and SC (dark grey pearl mica deep matt) Article no.: HEWI 950.13.0026 | https://catalog.hewi.com/en/p/950130026 | https://catalog.hewi.com/storage/downloads/HEWI_950_13_0026_en.pdf
950.13.0027 | HEWI Walking aid holder | Walking aid holder - Adaptive additional function for wall profiles 950.13.00.. and wash basin models 950.13.20.., 950.13.30.. and 950.19.087 to 950.19.090 - Walking aid holder can be easily hooked in and out of the profile - For hooking into the left (open front) or right (open back) side of the washbasin - Black rubber lip on the inside as edge protection - W: 120 mm, H: 17 mm, D: 126 mm - made of high-quality stainless steel - Powder-coated in the HEWI colours DX (white deep matt), DC (black deep matt) and SC (dark grey pearl mica deep matt) Article no.: HEWI 950.13.0027 | https://catalog.hewi.com/en/p/950130027 | https://catalog.hewi.com/storage/downloads/HEWI_950_13_0027_en.pdf
950.13.0028 | HEWI Shelf | Shelf - Adaptive additional function for wall profiles 950.13.00.. and wash basin models 950.13.20.., 950.13.30.. and 950.19.087 to 950.19.090 - Shelf can be easily hooked into and unhooked from the profile - Additional gain of storage space on the wall or directly at the washbasin - Shelf 190 mm wide, 102 mm deep - made of high-quality stainless steel - Powder-coated in the HEWI colours DX (white deep matt), DC (black deep matt) and SC (dark grey pearl mica deep matt) - Weight capacity up to 2 kg Article no.: HEWI 950.13.0028 | https://catalog.hewi.com/en/p/950130028 | https://catalog.hewi.com/storage/downloads/HEWI_950_13_0028_en.pdf
950.13.0029 | HEWI Wall profile with shelf | Wall profile 200 mm with shelf - Adaptive additional function for the modular washbasin system - Shelf can be easily hooked in and out of the profile on the wall - Additional gain of storage space on the wall - Shelf 190 mm wide, 102 mm deep - shelf made of high-quality stainless steel, aluminium profile - Powder-coated in the HEWI colours DX (white deep matt), DC (black deep matt) and SC (dark grey pearl mica deep matt) - Weight capacity up to 2 kg - incl. corrosion-free HEWI fixing material for the profile Article no.: HEWI 950.13.0029 | https://catalog.hewi.com/en/p/950130029 | https://catalog.hewi.com/storage/downloads/HEWI_950_13_0029_en.pdf
950.13.0030 | HEWI Wall profile with shelf | Wall profile 372 mm with shelf - Shelf can be easily hooked in and out of the profile on the wall - Additional gain of storage space on the wall - Shelf 360 mm wide, 102 mm deep - shelf made of high-quality stainless steel, aluminium profile - Powder-coated in the HEWI colours DX (white deep matt), DC (black deep matt) and SC (dark grey pearl mica deep matt) - Weight capacity up to 2 kg - incl. corrosion-free HEWI fixing material for the profile Article no.: HEWI 950.13.0030 | https://catalog.hewi.com/en/p/950130030 | https://catalog.hewi.com/storage/downloads/HEWI_950_13_0030_en.pdf
950.13.0031 | HEWI Wall profile with shelf | Wall profile 482 mm with shelf - Shelf can be easily hooked in and out of the profile on the wall - Additional gain of storage space on the wall - Shelf 470 mm wide, 102 mm deep - shelf made of high-quality stainless steel, aluminium profile - Powder-coated in the HEWI colours DX (white deep matt), DC (black deep matt) and SC (dark grey pearl mica deep matt) - Weight capacity up to 2 kg - incl. corrosion-free HEWI fixing material for the profile Article no.: HEWI 950.13.0031 | https://catalog.hewi.com/en/p/950130031 | https://catalog.hewi.com/storage/downloads/HEWI_950_13_0031_en.pdf
950.13.0032 | HEWI Wall profile with shelf and 2 hooks | Wall profile 650 mm with shelf and 2 hooks - Shelf and hooks can be easily hooked in and out of the profile on the wall - Additional gain of storage space and hanging options on the wall - Shelf 470 mm wide, 102 mm deep - Hook 15 mm wide - shelf and hooks made of high-quality stainless steel, aluminium profile - Powder-coated in the HEWI colours DX (white deep matt), DC (black deep matt) and SC (dark grey pearl mica deep matt) - Weight capacity up to 2 kg - incl. corrosion-free HEWI fixing material for the profile Article no.: HEWI 950.13.0032 | https://catalog.hewi.com/en/p/950130032 | https://catalog.hewi.com/storage/downloads/HEWI_950_13_0032_en.pdf
950.13.0033 | HEWI Wall profile with caps | Wall profile with caps - Hooks and shelves can be easily hooked in and out via the profile - Additional storage space or hanging options on the wall - 650 mm long, cross-section 25 x 25 mm - made of aluminium - Powder-coated in the HEWI colours DX (white deep matt), DC (black deep matt) and SC (dark grey pearl mica deep matt) - incl. non-corrosive HEWI fixing materials Article no.: HEWI 950.13.0033 | https://catalog.hewi.com/en/p/950130033 | https://catalog.hewi.com/storage/downloads/HEWI_950_13_0033_en.pdf
950.13.100 | HEWI Washbasin | Washbasin - made of mineral composite material with non-porous surface - with gushing edge to wall - with shelf and deep rectangular basin with generous radii - with concealed gripping edge - wheelchair accessible to DIN 18040 and ÖNORM B1600/1601 - 650 mm wide, 565 mm deep - wash trough depth 100 mm - for wall fitting - without overflow - loading capacity to EN 14688 - for hanger bolt fixing - CE and UKCA marking according to Construction Products Regulation No. 305/2011 Article no.: HEWI 950.13.100 | https://catalog.hewi.com/en/p/95013100 | https://catalog.hewi.com/storage/downloads/HEWI_950_13_100_en.pdf
950.13.101 | HEWI Washbasin | Washbasin - made of mineral composite material with non-porous surface - with gushing edge to wall - with shelf and deep rectangular basin with generous radii - with concealed gripping edge - wheelchair accessible to DIN 18040 and ÖNORM B1600/1601 - 650 mm wide, 565 mm deep - wash trough depth 100 mm - prepared for single hole mixer tap - without overflow - loading capacity to EN 14688 - prepared for single hole mixer tap - CE and UKCA marking according to Construction Products Regulation No. 305/2011 Article no.: HEWI 950.13.101 | https://catalog.hewi.com/en/p/95013101 | https://catalog.hewi.com/storage/downloads/HEWI_950_13_101_en.pdf
950.13.200 | HEWI Washbasin, modular | Washbasin - made of mineral composite material with non-porous surface - with gushing edge to wall - with shelf and deep rectangular basin with generous radii - modular washbasins system: Adaptive additional functions expandable or rebuildable - wheelchair accessible to DIN 18040 and ÖNORM B1600/1601 - 650 mm wide, 550 mm deep - wash trough depth 100 mm - for wall fitting - without overflow - loading capacity to EN 14688 - for hanger bolt fixing - CE and UKCA marking according to Construction Products Regulation No. 305/2011 Article no.: HEWI 950.13.200 | https://catalog.hewi.com/en/p/95013200 | https://catalog.hewi.com/storage/downloads/HEWI_950_13_200_en.pdf
950.13.200S | HEWI Washbasin, made to measure | Washbasin - made of mineral composite with non-porous surface, alpine white - surge edge to the wall - with shelf and deep rectangular basin with generous radii - modular washbasin system: adaptive additional functions can be extended or removed - without overflow - for wall-mounted fittings - wheelchair accessible to DIN 18040 and ÖNORM B1600/1601 - weight capacity to EN 14688 - basic length: 850 mm, extendable to a total length of up to 2600 mm, 550 mm deep - wash bowl recess 100 mm - for hanger bolt fixing - supplied with necessary supports - CE marking according to Construction Products Regulation No. 305/2011 Article no.: HEWI 950.13.200S | https://catalog.hewi.com/en/p/95013200S | https://catalog.hewi.com/storage/downloads/HEWI_950_13_200S_en.pdf
950.13.201 | HEWI Washbasin, modular | Washbasin - made of mineral composite material with non-porous surface - with gushing edge to wall - with shelf and deep rectangular basin with generous radii - modular washbasins system: Adaptive additional functions expandable or rebuildable - wheelchair accessible to DIN 18040 and ÖNORM B1600/1601 - 650 mm wide, 550 mm deep - wash trough depth 100 mm - prepared for single hole mixer tap - without overflow - loading capacity to EN 14688 - for hanger bolt fixing - CE and UKCA marking according to Construction Products Regulation No. 305/2011 Article no.: HEWI 950.13.201 | https://catalog.hewi.com/en/p/95013201 | https://catalog.hewi.com/storage/downloads/HEWI_950_13_201_en.pdf
950.13.201S | HEWI Washbasin, made to measure | Washbasin - made of mineral composite with non-porous surface, alpine white - surge edge to the wall - with shelf and deep rectangular basin with generous radii - modular washbasin system: adaptive additional functions can be extended or removed - without overflow - prepared for single hole mixer tap - wheelchair accessible to DIN 18040 and ÖNORM B1600/1601 - weight capacity to EN 14688 - basic length: 850 mm, extendable to a total length of up to 2600 mm, 550 mm deep - wash bowl recess 100 mm - for hanger bolt fixing - supplied with necessary supports - CE marking according to Construction Products Regulation No. 305/2011 Article no.: HEWI 950.13.201S | https://catalog.hewi.com/en/p/95013201S | https://catalog.hewi.com/storage/downloads/HEWI_950_13_201S_en.pdf
950.13.202 | HEWI Washbasin, modular | Washbasin - made of mineral composite with non-porous surface, alpine white - surge edge to the wall - with shelf and deep rectangular basin with generous radii - modular washbasin system: adaptive additional functions can be extended or removed - wheelchair accessible to DIN 18040 and ÖNORM B1600/1601 - 650 mm wide and 550 mm deep - wash bowl recess 100 mm - for wall-mounted fittings - includes overflow with rose and cover - overflow can be replaced and renewed if necessary - overflow is mounted between drain and siphon under the washbasin, h=25 mm, ø=70 mm - weight capacity to EN 14688 - for hanger bolt fixing - CE marking according to Construction Products Regulation No. 305/2011 Article no.: HEWI 950.13.202 | https://catalog.hewi.com/en/p/95013202 | https://catalog.hewi.com/storage/downloads/HEWI_950_13_202_en.pdf
950.13.202S | HEWI Washbasin, made to measure | Washbasin - made of mineral composite with non-porous surface, alpine white - surge edge to the wall - with shelf and deep rectangular basin with generous radii - modular washbasin system: adaptive additional functions can be extended or removed - includes overflow with rose and cover - overflow can be replaced and renewed if necessary - overflow is mounted between drain and siphon under the washbasin, h=25 mm, ø=70 mm - for wall-mounted fittings - wheelchair accessible to DIN 18040 and ÖNORM B1600/1601 - weight capacity to EN 14688 - basic length: 850 mm, extendable to a total length of up to 2600 mm, 550 mm deep - wash bowl recess 100 mm - for hanger bolt fixing - supplied with necessary supports - CE marking according to Construction Products Regulation No. 305/2011 Article no.: HEWI 950.13.202S | https://catalog.hewi.com/en/p/95013202S | https://catalog.hewi.com/storage/downloads/HEWI_950_13_202S_en.pdf
950.13.203 | HEWI Washbasin, modular | Washbasin - made of mineral composite with non-porous surface, alpine white - surge edge to the wall - with shelf and deep rectangular basin with generous radii - modular washbasin system: adaptive additional functions can be extended or removed - wheelchair accessible to DIN 18040 and ÖNORM B1600/1601 - 650 mm wide and 550 mm deep - wash bowl recess 100 mm - prepared for single hole mixer tap - includes overflow with rose and cover - overflow can be replaced and renewed if necessary - overflow is mounted between drain and siphon under the washbasin, h=25 mm, ø=70 mm - weight capacity to EN 14688 - for hanger bolt fixing - CE marking according to Construction Products Regulation No. 305/2011 Article no.: HEWI 950.13.203 | https://catalog.hewi.com/en/p/95013203 | https://catalog.hewi.com/storage/downloads/HEWI_950_13_203_en.pdf
950.13.203S | HEWI Washbasin, made to measure | Washbasin - made of mineral composite with non-porous surface, alpine white - surge edge to the wall - with shelf and deep rectangular basin with generous radii - modular washbasin system: adaptive additional functions can be extended or removed - includes overflow with rose and cover - overflow can be replaced and renewed if necessary - overflow is mounted between drain and siphon under the washbasin, h=25 mm, ø=70 mm - prepared for single hole mixer tap - wheelchair accessible to DIN 18040 and ÖNORM B1600/1601 - weight capacity to EN 14688 - basic length: 850 mm, extendable to a total length of up to 2600 mm, 550 mm deep - wash bowl recess 100 mm - for hanger bolt fixing - supplied with necessary supports - CE marking according to Construction Products Regulation No. 305/2011 Article no.: HEWI 950.13.203S | https://catalog.hewi.com/en/p/95013203S | https://catalog.hewi.com/storage/downloads/HEWI_950_13_203S_en.pdf
950.13.300 | HEWI Washbasin, modular | Washbasin - made of mineral composite with non-porous surface, alpine white - surge edge to the wall - with shelf and deep rectangular basin with generous radii - modular washbasin system: adaptive additional functions can be extended or removed - wheelchair accessible to DIN 18040 and ÖNORM B1600/1601 - 850 mm wide and 550 mm deep - wash bowl recess 100 mm - for wall-mounted fittings - without overflow - weight capacity to EN 14688 - for hanger bolt fixing - CE marking according to Construction Products Regulation No. 305/2011 Article no.: HEWI 950.13.300 | https://catalog.hewi.com/en/p/95013300 | https://catalog.hewi.com/storage/downloads/HEWI_950_13_300_en.pdf
950.13.301 | HEWI Washbasin, modular | Washbasin - made of mineral composite with non-porous surface, alpine white - surge edge to the wall - with shelf and deep rectangular basin with generous radii - modular washbasin system: adaptive additional functions can be extended or removed - wheelchair accessible to DIN 18040 and ÖNORM B1600/1601 - 850 mm wide and 550 mm deep - wash bowl recess 100 mm - prepared for single hole mixer tap - without overflow - weight capacity to EN 14688 - for hanger bolt fixing - CE marking according to Construction Products Regulation No. 305/2011 Article no.: HEWI 950.13.301 | https://catalog.hewi.com/en/p/95013301 | https://catalog.hewi.com/storage/downloads/HEWI_950_13_301_en.pdf
950.13.302 | HEWI Washbasin, modular | Washbasin - made of mineral composite with non-porous surface, alpine white - surge edge to the wall - with shelf and deep rectangular basin with generous radii - modular washbasin system: adaptive additional functions can be extended or removed - wheelchair accessible to DIN 18040 and ÖNORM B1600/1601 - 850 mm wide and 550 mm deep - wash bowl recess 100 mm - for wall-mounted fittings - includes overflow with rose and cover - overflow can be replaced and renewed if necessary - overflow is mounted between drain and siphon under the washbasin, h=25 mm, ø=70 mm - weight capacity to EN 14688 - for hanger bolt fixing - CE marking according to Construction Products Regulation No. 305/2011 Article no.: HEWI 950.13.302 | https://catalog.hewi.com/en/p/95013302 | https://catalog.hewi.com/storage/downloads/HEWI_950_13_302_en.pdf
950.13.303 | HEWI Washbasin, modular | Washbasin - made of mineral composite with non-porous surface, alpine white - surge edge to the wall - with shelf and deep rectangular basin with generous radii - modular washbasin system: adaptive additional functions can be extended or removed - wheelchair accessible to DIN 18040 and ÖNORM B1600/1601 - 850 mm wide and 550 mm deep - wash bowl recess 100 mm - prepared for single hole mixer tap - includes overflow with rose and cover - overflow can be replaced and renewed if necessary - overflow is mounted between drain and siphon under the washbasin, h=25 mm, ø=70 mm - weight capacity to EN 14688 - for hanger bolt fixing - CE marking according to Construction Products Regulation No. 305/2011 Article no.: HEWI 950.13.303 | https://catalog.hewi.com/en/p/95013303 | https://catalog.hewi.com/storage/downloads/HEWI_950_13_303_en.pdf
950.19.001 | HEWI Product set washbasin and fitting | Product set washbasin and fittings comprising Washbasin 950.11.101 - made of mineral composite with non-porous surface, alpine white - with shelf and round basin - integrated gripping feature on the side, can be used as a towel holder - without overflow, prepared for single hole mixer tap - wheelchair accessible to DIN 18040 and ÖNORM B1600/1601 - weight capacity to EN 14688, for hanger bolt fixing - 600 mm wide and 550 mm deep - CE marking according to Construction Products Regulation No. 305/2011 and Single-lever washbasin mixer tap AQ1.12M10240 - high-quality chrome-plated, round, with coloured gripping element made of polyamide in selected HEWI colours - flow rate 5 l/min, noise class 1 - ceramic cartridge Kerox K-35OP, pressure resistant up to 35 bar - laminar jet controller with dynamic flow control 5 l/min, angle adjustable and anti-theft protection - connection via flexible pressure hoses with woven-in hot-cold marking 450 mm long, G 3/8 - brass fitting body - open operating lever with hot-cold marking - 141 mm high, projection 159 mm - rigid outlet, without waste fittings - suitable for thermal disinfection according to WRAS - WRAS certified Article no.: HEWI 950.19.001 | https://catalog.hewi.com/en/p/95019001 | https://catalog.hewi.com/storage/downloads/HEWI_950_19_001_en.pdf
950.19.002 | HEWI Product set washbasin and fitting | Product set washbasin and fittings comprising Washbasin 950.11.101 - made of mineral composite with non-porous surface, alpine white - with shelf and round basin - integrated gripping feature on the side, can be used as a towel holder - without overflow, prepared for single hole mixer tap - wheelchair accessible to DIN 18040 and ÖNORM B1600/1601 - weight capacity to EN 14688, for hanger bolt fixing - 600 mm wide and 550 mm deep - CE marking according to Construction Products Regulation No. 305/2011 and Single-lever washbasin mixer tap AQ1.12M10140 - high-quality chrome-plated, round - flow rate 5 l/min, noise class 1 - ceramic cartridge Kerox K-35OP, pressure resistant up to 35 bar - laminar jet controller with dynamic flow control 5 l/min, angle adjustable and anti-theft protection - connection via flexible pressure hoses with woven-in hot-cold marking 450 mm long, G 3/8 - brass fitting body - open operating lever with hot-cold marking - 140 mm high, projection 160 mm - rigid outlet, without waste fittings - suitable for thermal disinfection according to WRAS - WRAS certified Article no.: HEWI 950.19.002 | https://catalog.hewi.com/en/p/95019002 | https://catalog.hewi.com/storage/downloads/HEWI_950_19_002_en.pdf
950.19.006 | HEWI Product set washbasin and fitting | Product set washbasin and fittings comprising Washbasin 950.11.101 - made of mineral composite with non-porous surface, alpine white - with shelf and round basin - integrated gripping feature on the side, can be used as a towel holder - without overflow, prepared for single hole mixer tap - wheelchair accessible to DIN 18040 and ÖNORM B1600/1601 - weight capacity to EN 14688, for hanger bolt fixing - 600 mm wide and 550 mm deep - CE marking according to Construction Products Regulation No. 305/2011 and Electronic washbasin fitting AQ1.12S20040 - high-quality chrome-plated, round - flow rate 5 l/min, for cold/mixed water, noise class 1, mains operation 230 V - cold water: 3/8" T-distributor necessary, see accessories Art. No. 65755 - laminar jet controller with dynamic flow control 5 l/min, angle adjustable and anti-theft protection - adjustable, active, nuisance tripping-resistant infrared sensors - electronic module with adjustable sensing range, hygiene flushing, continuous flushing and cleaning mode - sensor parameters preset in the factory: after-run time: approx. 1-2 s, continuous running: 4 min, sensing range: 200 mm, cleaning mode: 60 s, hygiene flushing is deactivated - asymmetrical sensing range, stable object detection - settings and service also possible by means of app via smartphone, see accessories Art. No. 65713 - safety shutdown in the event of failure of the operating voltage, user-defined settings are retained - without temperature adjustment lever: highly hygienic, vandal/misuse resistant - the preset temperature lies within the comfort zone from 30 °C to 36 °C - temperature settings and adjustment can be easily made during installation due to side access - connection via flexible pressure hoses with woven-in hot-cold marking 450 mm long, G 3/8" - integrated dirt trap screens - brass fitting body, 118 mm high, projection: 158 mm - rigid outlet, without waste fittings - suitable for thermal disinfection according to WRAS - conforms EN 15091 Article no.: HEWI 950.19.006 | https://catalog.hewi.com/en/p/95019006 | https://catalog.hewi.com/storage/downloads/HEWI_950_19_006_en.pdf
950.19.008 | HEWI Product set washbasin and fitting | Product set washbasin and fittings comprising Washbasin HEWI 950.11.201 - made of mineral composite with non-porous surface, alpine white - with shelf and oval basin - integrated gripping feature, can be used as a towel holder - without overflow, prepared for single hole mixer tap - wheelchair accessible, weight capacity to EN 14688, for hanger bolt fixing - 850 mm wide and 415 mm deep - CE marking according to Construction Products Regulation No. 305/2011 - fulfils the ÖNORM B1600/1601 requirements for small basins and Single-lever washbasin mixer tap AQ1.12M10240 - high-quality chrome-plated, round, with coloured gripping element made of polyamide in selected HEWI colours - flow rate 5 l/min, noise class 1 - ceramic cartridge Kerox K-35OP, pressure resistant up to 35 bar - laminar jet controller with dynamic flow control 5 l/min, angle adjustable and anti-theft protection - connection via flexible pressure hoses with woven-in hot-cold marking 450 mm long, G 3/8 - brass fitting body - open operating lever with hot-cold marking - 141 mm high, projection 159 mm - rigid outlet, without waste fittings - suitable for thermal disinfection according to WRAS - WRAS certified Article no.: HEWI 950.19.008 | https://catalog.hewi.com/en/p/95019008 | https://catalog.hewi.com/storage/downloads/HEWI_950_19_008_en.pdf
950.19.009 | HEWI Product set washbasin and fitting | Product set washbasin and fittings comprising Washbasin 950.11.201 - made of mineral composite with non-porous surface, alpine white - with shelf and oval basin - integrated gripping feature, can be used as a towel holder - without overflow, prepared for single hole mixer tap - wheelchair accessible, weight capacity to EN 14688, for hanger bolt fixing - 850 mm wide and 415 mm deep - CE marking according to Construction Products Regulation No. 305/2011 - fulfils the ÖNORM B1600/1601 requirements for small basins and Single-lever washbasin mixer tap AQ1.12M10140 - high-quality chrome-plated, round - flow rate 5 l/min, noise class 1 - ceramic cartridge Kerox K-35OP, pressure resistant up to 35 bar - laminar jet controller with dynamic flow control 5 l/min, angle adjustable and anti-theft protection - connection via flexible pressure hoses with woven-in hot-cold marking 450 mm long, G 3/8 - brass fitting body - open operating lever with hot-cold marking - 140 mm high, projection 160 mm - rigid outlet, without waste fittings - suitable for thermal disinfection according to WRAS - WRAS certified Article no.: HEWI 950.19.009 | https://catalog.hewi.com/en/p/95019009 | https://catalog.hewi.com/storage/downloads/HEWI_950_19_009_en.pdf
950.19.013 | HEWI Product set washbasin and fitting | Product set washbasin and fittings comprising Washbasin 950.11.201 - made of mineral composite with non-porous surface, alpine white - with shelf and oval basin - integrated gripping feature, can be used as a towel holder - without overflow, prepared for single hole mixer tap - wheelchair accessible, weight capacity to EN 14688, for hanger bolt fixing - 850 mm wide and 415 mm deep - CE marking according to Construction Products Regulation No. 305/2011 - fulfils the ÖNORM B1600/1601 requirements for small basins and Electronic washbasin fitting AQ1.12S20040 - high-quality chrome-plated, round - flow rate 5 l/min, for cold/mixed water, noise class 1, mains operation 230 V - cold water: 3/8" T-distributor necessary, see accessories Art. No. 65755 - laminar jet controller with dynamic flow control 5 l/min, angle adjustable and anti-theft protection - adjustable, active, nuisance tripping-resistant infrared sensors - electronic module with adjustable sensing range, hygiene flushing, continuous flushing and cleaning mode - sensor parameters preset in the factory: after-run time: approx. 1-2 s, continuous running: 4 min, sensing range: 200 mm, cleaning mode: 60 s, hygiene flushing is deactivated - asymmetrical sensing range, stable object detection - settings and service also possible by means of app via smartphone, see accessories Art. No. 65713 - safety shutdown in the event of failure of the operating voltage, user-defined settings are retained - without temperature adjustment lever: highly hygienic, vandal/misuse resistant - the preset temperature lies within the comfort zone from 30 °C to 36 °C - temperature settings and adjustment can be easily made during installation due to side access - connection via flexible pressure hoses with woven-in hot-cold marking 450 mm long, G 3/8" - brass fitting body - 118 mm high, projection: 158 mm - rigid outlet, without waste fittings, integrated dirt trap screens - suitable for thermal disinfection according to WRAS - conforms EN 15091 Article no.: HEWI 950.19.013 | https://catalog.hewi.com/en/p/95019013 | https://catalog.hewi.com/storage/downloads/HEWI_950_19_013_en.pdf
950.19.015 | HEWI Product set washbasin and fitting | Product set washbasin and fittings comprising Washbasin 950.11.601 - made of mineral composite with non-porous surface, alpine white - with shelf and oval basin - integrated gripping feature, can be used as a towel holder - without overflow, prepared for single hole mixer tap - wheelchair accessible to DIN 18040 and ÖNORM B1600/1601 - weight capacity to EN 14688, for hanger bolt fixing - 850 mm wide and 550 mm deep - CE marking according to Construction Products Regulation No. 305/2011 and Single-lever washbasin mixer tap AQ1.12M10240 - high-quality chrome-plated, round, with coloured gripping element made of polyamide in selected HEWI colours - flow rate 5 l/min, noise class 1 - ceramic cartridge Kerox K-35OP, pressure resistant up to 35 bar - laminar jet controller with dynamic flow control 5 l/min, angle adjustable and anti-theft protection - connection via flexible pressure hoses with woven-in hot-cold marking 450 mm long, G 3/8 - brass fitting body - open operating lever with hot-cold marking - 141 mm high, projection 159 mm - rigid outlet, without waste fittings - suitable for thermal disinfection according to WRAS - WRAS certified Article no.: HEWI 950.19.015 | https://catalog.hewi.com/en/p/95019015 | https://catalog.hewi.com/storage/downloads/HEWI_950_19_015_en.pdf
950.19.016 | HEWI Product set washbasin and fitting | Product set washbasin and fittings comprising Washbasin 950.11.601 - made of mineral composite with non-porous surface, alpine white - with shelf and oval basin - integrated gripping feature, can be used as a towel holder - without overflow, prepared for single hole mixer tap - wheelchair accessible to DIN 18040 and ÖNORM B1600/1601 - weight capacity to EN 14688, for hanger bolt fixing - 850 mm wide and 550 mm deep - CE marking according to Construction Products Regulation No. 305/2011 and Single-lever washbasin mixer tap AQ1.12M10140 - high-quality chrome-plated, round - flow rate 5 l/min, noise class 1 - ceramic cartridge Kerox K-35OP, pressure resistant up to 35 bar - laminar jet controller with dynamic flow control 5 l/min, angle adjustable and anti-theft protection - connection via flexible pressure hoses with woven-in hot-cold marking 450 mm long, G 3/8 - brass fitting body - open operating lever with hot-cold marking - 140 mm high, projection 160 mm - rigid outlet, without waste fittings - suitable for thermal disinfection according to WRAS - WRAS certified Article no.: HEWI 950.19.016 | https://catalog.hewi.com/en/p/95019016 | https://catalog.hewi.com/storage/downloads/HEWI_950_19_016_en.pdf
950.19.018 | HEWI Product set washbasin and fitting | Product set washbasin and fittings comprising Washbasin 950.11.601 - made of mineral composite with non-porous surface, alpine white - with shelf and oval basin - integrated gripping feature, can be used as a towel holder - without overflow, prepared for single hole mixer tap - wheelchair accessible to DIN 18040 and ÖNORM B1600/1601 - weight capacity to EN 14688, for hanger bolt fixing - 850 mm wide and 550 mm deep - CE marking according to Construction Products Regulation No. 305/2011 and Electronic washbasin fitting AQ1.12S20040 - high-quality chrome-plated, round - flow rate 5 l/min, for cold/mixed water, noise class 1, mains operation 230 V - cold water: 3/8" T-distributor necessary, see accessories Art. No. 65755 - laminar jet controller with dynamic flow control 5 l/min, angle adjustable and anti-theft protection - adjustable, active, nuisance tripping-resistant infrared sensors - electronic module with adjustable sensing range, hygiene flushing, continuous flushing and cleaning mode - sensor parameters preset in the factory: after-run time: approx. 1-2 s, continuous running: 4 min, sensing range: 200 mm, cleaning mode: 60 s, hygiene flushing is deactivated - asymmetrical sensing range, stable object detection - settings and service also possible by means of app via smartphone, see accessories Art. No. 65713 - safety shutdown in the event of failure of the operating voltage, user-defined settings are retained - without temperature adjustment lever: highly hygienic, vandal/misuse resistant - the preset temperature lies within the comfort zone from 30 °C to 36 °C - temperature settings and adjustment can be easily made during installation due to side access - connection via flexible pressure hoses with woven-in hot-cold marking 450 mm long, G 3/8" - brass fitting body - 118 mm high, projection: 158 mm - rigid outlet, without waste fittings, integrated dirt trap screens - suitable for thermal disinfection according to WRAS - conforms EN 15091 Article no.: HEWI 950.19.018 | https://catalog.hewi.com/en/p/95019018 | https://catalog.hewi.com/storage/downloads/HEWI_950_19_018_en.pdf
950.19.019 | HEWI Product set washbasin and fitting | Product set washbasin and fittings comprising Washbasin 950.11.401 - made of mineral composite with non-porous surface, alpine white - with shelf and oval basin - integrated gripping feature, can be used as a towel holder - without overflow, prepared for single hole mixer tap - wheelchair accessible to DIN 18040 and ÖNORM B1600/1601 - weight capacity to EN 14688, for hanger bolt fixing - 1000 mm wide and 550 mm deep - CE marking according to Construction Products Regulation No. 305/2011 and Single-lever washbasin mixer tap AQ1.12M10240 - high-quality chrome-plated, round, with coloured gripping element made of polyamide in selected HEWI colours - flow rate 5 l/min, noise class 1 - ceramic cartridge Kerox K-35OP, pressure resistant up to 35 bar - laminar jet controller with dynamic flow control 5 l/min, angle adjustable and anti-theft protection - connection via flexible pressure hoses with woven-in hot-cold marking 450 mm long, G 3/8 - brass fitting body - open operating lever with hot-cold marking - 141 mm high, projection 159 mm - rigid outlet, without waste fittings - suitable for thermal disinfection according to WRAS - WRAS certified Article no.: HEWI 950.19.019 | https://catalog.hewi.com/en/p/95019019 | https://catalog.hewi.com/storage/downloads/HEWI_950_19_019_en.pdf
950.19.020 | HEWI Product set washbasin and fitting | Product set washbasin and fittings comprising Washbasin 950.11.401 - made of mineral composite with non-porous surface, alpine white - with shelf and oval basin - integrated gripping feature, can be used as a towel holder - without overflow, prepared for single hole mixer tap - wheelchair accessible to DIN 18040 and ÖNORM B1600/1601 - weight capacity to EN 14688, for hanger bolt fixing - 1000 mm wide and 550 mm deep - CE marking according to Construction Products Regulation No. 305/2011 and Single-lever washbasin mixer tap AQ1.12M10140 - high-quality chrome-plated, round - flow rate 5 l/min, noise class 1 - ceramic cartridge Kerox K-35OP, pressure resistant up to 35 bar - laminar jet controller with dynamic flow control 5 l/min, angle adjustable and anti-theft protection - connection via flexible pressure hoses with woven-in hot-cold marking 450 mm long, G 3/8 - brass fitting body - open operating lever with hot-cold marking - 140 mm high, projection 160 mm - rigid outlet, without waste fittings - suitable for thermal disinfection according to WRAS - WRAS certified Article no.: HEWI 950.19.020 | https://catalog.hewi.com/en/p/95019020 | https://catalog.hewi.com/storage/downloads/HEWI_950_19_020_en.pdf
950.19.022 | HEWI Product set washbasin and fitting | Product set washbasin and fittings comprising Washbasin 950.11.401 - made of mineral composite with non-porous surface, alpine white - with shelf and oval basin - integrated gripping feature, can be used as a towel holder - without overflow, prepared for single hole mixer tap - wheelchair accessible to DIN 18040 and ÖNORM B1600/1601 - weight capacity to EN 14688, for hanger bolt fixing - 1000 mm wide and 550 mm deep - CE marking according to Construction Products Regulation No. 305/2011 and Electronic washbasin fitting AQ1.12S20040 - high-quality chrome-plated, round - flow rate 5 l/min, for cold/mixed water, noise class 1, mains operation 230 V - cold water: 3/8" T-distributor necessary, see accessories Art. No. 65755 - laminar jet controller with dynamic flow control 5 l/min, angle adjustable and anti-theft protection - adjustable, active, nuisance tripping-resistant infrared sensors - electronic module with adjustable sensing range, hygiene flushing, continuous flushing and cleaning mode - sensor parameters preset in the factory: after-run time: approx. 1-2 s, continuous running: 4 min, sensing range: 200 mm, cleaning mode: 60 s, hygiene flushing is deactivated - asymmetrical sensing range, stable object detection - settings and service also possible by means of app via smartphone, see accessories Art. No. 65713 - safety shutdown in the event of failure of the operating voltage, user-defined settings are retained - without temperature adjustment lever: highly hygienic, vandal/misuse resistant - the preset temperature lies within the comfort zone from 30 °C to 36 °C - temperature settings and adjustment can be easily made during installation due to side access - connection via flexible pressure hoses with woven-in hot-cold marking 450 mm long, G 3/8" - brass fitting body - 118 mm high, projection: 158 mm - rigid outlet, without waste fittings, integrated dirt trap screens - suitable for thermal disinfection according to WRAS - conforms EN 15091 Article no.: HEWI 950.19.022 | https://catalog.hewi.com/en/p/95019022 | https://catalog.hewi.com/storage/downloads/HEWI_950_19_022_en.pdf
950.19.023 | HEWI Product set washbasin and fitting | Product set washbasin and fittings comprising Washbasin 950.11.501 - made of mineral composite with non-porous surface, alpine white - with shelf and round basin - integrated gripping feature on the side, can be used as a towel holder - without overflow, prepared for single hole mixer tap - wheelchair accessible, weight capacity to EN 14688, for hanger bolt fixing - 450 mm wide and 400 mm deep - CE marking according to Construction Products Regulation No. 305/2011 - fulfils the ÖNORM B1600/1601 and SIA 500 requirements for small basins and Single-lever washbasin mixer tap AQ1.12M10340 - high-quality chrome-plate, cubic - flow rate 5 l/min, noise class 1 - ceramic cartridge Kerox K-35OP, pressure resistant up to 35 bar - laminar jet controller with dynamic flow control 5 l/min, angle adjustable and anti-theft protection - connection via flexible pressure hoses with woven-in hot-cold marking 450 mm long, G 3/8 - brass fitting body - open operating lever with hot-cold marking - 135 mm high, projection 187 mm - rigid outlet, without waste fittings - suitable for thermal disinfection according to WRAS - WRAS certified Article no.: HEWI 950.19.023 | https://catalog.hewi.com/en/p/95019023 | https://catalog.hewi.com/storage/downloads/HEWI_950_19_023_en.pdf
950.19.025 | HEWI Product set washbasin and fitting | Product set washbasin and fittings comprising Dementia-Washbasin 950.11.106 - with permanent red mark of the basin trough and the grab handles in HEWI colour 33 (ruby red) - made of mineral composite with non-porous surface, alpine white - with shelf and round basin - integrated gripping feature on the side, can be used as a towel holder - without overflow, prepared for single hole mixer tap - wheelchair accessible to DIN 18040 and ÖNORM B1600/1601 - weight capacity to EN 14688, for hanger bolt fixing - 600 mm wide and 550 mm deep - CE marking according to Construction Products Regulation No. 305/2011 - System 800 K offers suitable sanitary accessories and barrier-free products in HEWI color 33 (ruby red) and Single-lever washbasin mixer tap AQ1.12M10240 - high-quality chrome-plated, round, with coloured gripping element made of polyamide in selected HEWI colours - flow rate 5 l/min, noise class 1 - ceramic cartridge Kerox K-35OP, pressure resistant up to 35 bar - laminar jet controller with dynamic flow control 5 l/min, angle adjustable and anti-theft protection - connection via flexible pressure hoses with woven-in hot-cold marking 450 mm long, G 3/8 - brass fitting body - open operating lever with hot-cold marking - 141 mm high, projection 159 mm - rigid outlet, without waste fittings - suitable for thermal disinfection according to WRAS - WRAS certified Article no.: HEWI 950.19.025 | https://catalog.hewi.com/en/p/95019025 | https://catalog.hewi.com/storage/downloads/HEWI_950_19_025_en.pdf
950.19.029 | HEWI Product set washbasin and fitting | Product set washbasin and fittings comprising Washbasin M40.11.501 - made of mineral composite with non-porous surface, alpine white - with shelf and oval basin - integrated gripping feature on the side, can be used as a towel holder - without overflow, prepared for single hole mixer tap - wheelchair accessible to DIN 18040 and ÖNORM B1600/1601 - weight capacity to EN 14688, for hanger bolt fixing - 650 mm wide and 550 mm deep - CE marking according to Construction Products Regulation No. 305/2011 and Single-lever washbasin mixer tap AQ1.12M10340 - high-quality chrome-plate, cubic - flow rate 5 l/min, noise class 1 - ceramic cartridge Kerox K-35OP, pressure resistant up to 35 bar - laminar jet controller with dynamic flow control 5 l/min, angle adjustable and anti-theft protection - connection via flexible pressure hoses with woven-in hot-cold marking 450 mm long, G 3/8 - brass fitting body - open operating lever with hot-cold marking - 135 mm high, projection 187 mm - rigid outlet, without waste fittings - suitable for thermal disinfection according to WRAS - WRAS certified Article no.: HEWI 950.19.029 | https://catalog.hewi.com/en/p/95019029 | https://catalog.hewi.com/storage/downloads/HEWI_950_19_029_en.pdf
950.19.034 | HEWI Product set washbasin and fitting | Product set washbasin and fittings comprising Washbasin M40.11.501 - made of mineral composite with non-porous surface, alpine white - with shelf and oval basin - integrated gripping feature on the side, can be used as a towel holder - without overflow, prepared for single hole mixer tap - wheelchair accessible to DIN 18040 and ÖNORM B1600/1601 - weight capacity to EN 14688, for hanger bolt fixing - 650 mm wide and 550 mm deep - CE marking according to Construction Products Regulation No. 305/2011 and Electronic washbasin fitting AQ1.12S21040 - high-quality chrome-plated, round - flow rate 5 l/min, for cold/mixed water, noise class 1, mains operation 230 V - cold water: 3/8" T-distributor necessary, see accessories Art. No. 65755 - laminar jet controller with dynamic flow control 5 l/min, angle adjustable and anti-theft protection - adjustable, active, nuisance tripping-resistant infrared sensors - electronic module with adjustable sensing range, hygiene flushing, continuous flushing and cleaning mode - sensor parameters preset in the factory: after-run time: approx. 1-2 s, continuous running: 4 min, sensing range: 200 mm, cleaning mode: 60 s, hygiene flushing is deactivated - asymmetrical sensing range, stable object detection - settings and service also possible by means of app via smartphone, see accessories Art. No. 65713 - safety shutdown in the event of failure of the operating voltage, user-defined settings are retained - without temperature adjustment lever: highly hygienic, vandal/misuse resistant - the preset temperature lies within the comfort zone from 30 °C to 36 °C - temperature settings and adjustment can be easily made during installation due to side access - connection via flexible pressure hoses with woven-in hot-cold marking 450 mm long, G 3/8" - brass fitting body, 145 mm high, projection 193 mm - rigid outlet, without waste fittings, integrated dirt trap screens - suitable for thermal disinfection according to WRAS - conforms EN 15091 Article no.: HEWI 950.19.034 | https://catalog.hewi.com/en/p/95019034 | https://catalog.hewi.com/storage/downloads/HEWI_950_19_034_en.pdf
950.19.039 | HEWI Product set washbasin and fitting | Product set washbasin and fittings comprising Washbasin M40.11.501 - made of mineral composite with non-porous surface, alpine white - with shelf and oval basin - integrated gripping feature on the side, can be used as a towel holder - without overflow, prepared for single hole mixer tap - wheelchair accessible to DIN 18040 and ÖNORM B1600/1601 - weight capacity to EN 14688, for hanger bolt fixing - 650 mm wide and 550 mm deep - CE marking according to Construction Products Regulation No. 305/2011 and Single-lever washbasin mixer tap AQ1.12M10440 - high-quality chrome-plated, round tube - flow rate 5 l/min, noise class 1 - ceramic cartridge Kerox K-35B, pressure resistant up to 35 bar - laminar jet controller with dynamic flow control 5 l/min, anti-theft protection - connection via flexible pressure hoses with woven-in hot-cold marking 450 mm long, G 3/8 - brass fitting body - open operating lever with hot-cold marking - 270 mm high, projection 187 mm - swivel outlet, optionally lockable, without waste fittings - suitable for thermal disinfection according to WRAS - WRAS certified Article no.: HEWI 950.19.039 | https://catalog.hewi.com/en/p/95019039 | https://catalog.hewi.com/storage/downloads/HEWI_950_19_039_en.pdf
950.19.040 | HEWI Product set washbasin and fitting | Product set washbasin and fittings comprising Washbasin M40.11.501 - made of mineral composite with non-porous surface, alpine white - with shelf and oval basin - integrated gripping feature on the side, can be used as a towel holder - without overflow, prepared for single hole mixer tap - wheelchair accessible to DIN 18040 and ÖNORM B1600/1601 - weight capacity to EN 14688, for hanger bolt fixing - 650 mm wide and 550 mm deep - CE marking according to Construction Products Regulation No. 305/2011 and Single lever washbasin mixer tap AQ1.12M10640 - high-quality chrome-plated, round tube - with coloured lever grip element made of polyamide in selected HEWI colours - flow rate 5 l/min, noise class 1 - Kerox K-35B ceramic cartridge, pressure resistant up to 35 bar - laminar flow regulator with dynamic flow control 5 l/min, with anti-theft protection - connection via flexible pressure hoses with woven-in hot-cold marking, 450 mm long, G 3/8 - brass fitting body - open operating lever with hot-cold marking - 270 mm high, 187 mm projection - swivel spout, can be optionally locked in position, without waste fittings - suitable for thermal disinfection to WRAS - WRAS certified Article no.: HEWI 950.19.040 | https://catalog.hewi.com/en/p/95019040 | https://catalog.hewi.com/storage/downloads/HEWI_950_19_040_en.pdf
950.19.046 | HEWI Product set washbasin and fitting | Product set washbasin and fittings comprising Washbasin 950.11.161 - made of mineral composite material with non-porous surface - with gushing edge to wall - with shelf and deep rectangular basin with generous radii - integrated ergonomic handle to hold onto on the side, can also be used as a towel holder - without overflow, prepared for single hole mixer tap - wheelchair accessible to DIN 18040 and ÖNORM B1600/1601 - loading capacity to EN 14688 - 650 mm wide, 550 mm deep - CE marking according to Construction Products Regulation No. 305/2011 and Single-lever washbasin mixer tap AQ1.12M10340 - high-quality chrome-plate, cubic - flow rate 5 l/min, noise class 1 - ceramic cartridge Kerox K-35OP, pressure resistant up to 35 bar - laminar jet controller with dynamic flow control 5 l/min, angle adjustable and anti-theft protection - connection via flexible pressure hoses with woven-in hot-cold marking 450 mm long, G 3/8 - brass fitting body - open operating lever with hot-cold marking - 135 mm high, projection 187 mm - rigid outlet, without waste fittings - suitable for thermal disinfection according to WRAS - WRAS certified Article no.: HEWI 950.19.046 | https://catalog.hewi.com/en/p/95019046 | https://catalog.hewi.com/storage/downloads/HEWI_950_19_046_en.pdf
950.19.050 | HEWI Product set washbasin and fitting | Product set washbasin and fittings comprising Washbasin 950.11.161 - made of mineral composite material with non-porous surface - with gushing edge to wall - with shelf and deep rectangular basin with generous radii - integrated ergonomic handle to hold onto on the side - without overflow, prepared for single hole mixer tap - wheelchair accessible to DIN 18040 and ÖNORM B1600/1601 - 650 mm wide, 550 mm deep, loading capacity to EN 14688 - CE marking according to Construction Products Regulation No. 305/2011 and Electronic washbasin fitting AQ1.12S21040 - high-quality chrome-plated, round - flow rate 5 l/min, for cold/mixed water, noise class 1, mains operation 230 V - cold water: 3/8" T-distributor necessary, see accessories Art. No. 65755 - laminar jet controller with dynamic flow control 5 l/min, angle adjustable and anti-theft protection - adjustable, active, nuisance tripping-resistant infrared sensors - electronic module with adjustable sensing range, hygiene flushing, continuous flushing and cleaning mode - sensor parameters preset in the factory: after-run time: approx. 1-2 s, continuous running: 4 min, sensing range: 200 mm, cleaning mode: 60 s, hygiene flushing is deactivated - asymmetrical sensing range, stable object detection - settings and service also possible by means of app via smartphone, see accessories Art. No. 65713 - safety shutdown in the event of failure of the operating voltage, user-defined settings are retained - without temperature adjustment lever: highly hygienic, vandal/misuse resistant - the preset temperature lies within the comfort zone from 30 °C to 36 °C - temperature settings and adjustment can be easily made during installation due to side access - connection via flexible pressure hoses with woven-in hot-cold marking 450 mm long, G 3/8" - 145 mm high, projection 193 mm - brass fitting body, rigid outlet, without waste fittings, integrated dirt trap screens - suitable for thermal disinfection according to WRAS - conforms EN 15091 Article no.: HEWI 950.19.050 | https://catalog.hewi.com/en/p/95019050 | https://catalog.hewi.com/storage/downloads/HEWI_950_19_050_en.pdf
950.19.064 | HEWI Product set washbasin and fitting | Product set washbasin and fittings comprising Washbasin 950.11.101 - made of mineral composite with non-porous surface, alpine white - with shelf and round basin - integrated gripping feature on the side, can be used as a towel holder - without overflow, prepared for single hole mixer tap - wheelchair accessible to DIN 18040 and ÖNORM B1600/1601 - weight capacity to EN 14688, for hanger bolt fixing - 600 mm wide and 550 mm deep - CE marking according to Construction Products Regulation No. 305/2011 and Single-lever washbasin mixer tap AQ1.12M10340 - high-quality chrome-plate, cubic - flow rate 5 l/min, noise class 1 - ceramic cartridge Kerox K-35OP, pressure resistant up to 35 bar - laminar jet controller with dynamic flow control 5 l/min, angle adjustable and anti-theft protection - connection via flexible pressure hoses with woven-in hot-cold marking 450 mm long, G 3/8 - brass fitting body - open operating lever with hot-cold marking - 135 mm high, projection 187 mm - rigid outlet, without waste fittings - suitable for thermal disinfection according to WRAS - WRAS certified Article no.: HEWI 950.19.064 | https://catalog.hewi.com/en/p/95019064 | https://catalog.hewi.com/storage/downloads/HEWI_950_19_064_en.pdf
950.19.065 | HEWI Product set washbasin and fitting | Product set washbasin and fittings comprising Washbasin 950.11.601 - made of mineral composite with non-porous surface, alpine white - with shelf and oval basin - integrated gripping feature, can be used as a towel holder - without overflow, prepared for single hole mixer tap - wheelchair accessible to DIN 18040 and ÖNORM B1600/1601 - weight capacity to EN 14688, for hanger bolt fixing - 850 mm wide and 550 mm deep - CE marking according to Construction Products Regulation No. 305/2011 and Single-lever washbasin mixer tap AQ1.12M10340 - high-quality chrome-plate, cubic - flow rate 5 l/min, noise class 1 - ceramic cartridge Kerox K-35OP, pressure resistant up to 35 bar - laminar jet controller with dynamic flow control 5 l/min, angle adjustable and anti-theft protection - connection via flexible pressure hoses with woven-in hot-cold marking 450 mm long, G 3/8 - brass fitting body - open operating lever with hot-cold marking - 135 mm high, projection 187 mm - rigid outlet, without waste fittings - suitable for thermal disinfection according to WRAS - WRAS certified Article no.: HEWI 950.19.065 | https://catalog.hewi.com/en/p/95019065 | https://catalog.hewi.com/storage/downloads/HEWI_950_19_065_en.pdf
950.19.068 | HEWI Product set washbasin and fitting | Product set washbasin and fittings comprising Washbasin 950.11.161 - made of mineral composite material with non-porous surface - with gushing edge to wall - with shelf and deep rectangular basin with generous radii - integrated ergonomic handle to hold onto on the side, can also be used as a towel holder - without overflow, prepared for single hole mixer tap - wheelchair accessible to DIN 18040 and ÖNORM B1600/1601 - loading capacity to EN 14688 - 650 mm wide, 550 mm deep - CE marking according to Construction Products Regulation No. 305/2011 and Single-lever washbasin mixer tap AQ1.12M10240 - high-quality chrome-plated, round, with coloured gripping element made of polyamide in selected HEWI colours - flow rate 5 l/min, noise class 1 - ceramic cartridge Kerox K-35OP, pressure resistant up to 35 bar - laminar jet controller with dynamic flow control 5 l/min, angle adjustable and anti-theft protection - connection via flexible pressure hoses with woven-in hot-cold marking 450 mm long, G 3/8 - brass fitting body - open operating lever with hot-cold marking - 141 mm high, projection 159 mm - rigid outlet, without waste fittings - suitable for thermal disinfection according to WRAS - WRAS certified Article no.: HEWI 950.19.068 | https://catalog.hewi.com/en/p/95019068 | https://catalog.hewi.com/storage/downloads/HEWI_950_19_068_en.pdf
950.19.070 | HEWI Product set washbasin and support rail | Washbasin set with grab bar consisting of washbasin 950.13.201 - made of mineral composite with pore-free surface, alpine white - surge edge to the wall - with storage surface and deep rectangular basin with generous radii - modular washbasin system: adaptive additional functions can be extended or dismantled - accessible underneath according to DIN 18040 and ÖNORM B1600/1601 - 650 mm wide and 550 mm deep - wash bowl recess 100 mm - prepared for single-hole fitting - without overflow - loadable according to DIN EN 14688 - for hanger bolt fastening - CE marking according to the Construction Products Regulation No. 305/2011 and modular accessories Washbasin profiles with grab bar 950.13.0001 - grab bar also usable as a towel bar, load capacity up to 80 kg - 650 mm wide, handrail diameter 25 mm - mounted above the two profiles under the washbasin - handrail made of high quality stainless steel - powder-coated in HEWI colours DX (matt white), DC (matt black) and SC (matt dark grey pearl mica) - including corrosion-free HEWI fixing material Article no.: HEWI 950.19.070 | https://catalog.hewi.com/en/p/95019070 | https://catalog.hewi.com/storage/downloads/HEWI_950_19_070_en.pdf
950.19.071 | HEWI Product set washbasin with support rail and 2 hooks | Washbasin set with grab bar and 2 hooks consisting of washbasin 950.13.201 - made of mineral composite with pore-free surface, alpine white - surge edge to the wall - with storage surface and deep rectangular basin with generous radii - modular washbasin system: adaptive additional functions can be extended or dismantled - accessible underneath according to DIN 18040 and ÖNORM B1600/1601 - 650 mm wide and 550 mm deep - wash bowl recess 100 mm - prepared for single-hole fitting - without overflow - loadable according to DIN EN 14688 - for hanger bolt fastening - CE marking according to the Construction Products Regulation No. 305/2011 and modular accessories Washbasin profiles with grab bar 950.13.0001 and 2 hooks 950.13.0013 - grab bar also usable as a towel bar, load capacity up to 80 kg - 650 mm wide, handrail diameter 25 mm - mounted above the two profiles under the washbasin - hooks can easily be hung up and down in the profile, load capacity up to 2 kg - additional hanging possibility on the wall or directly at the washbasin - 15 mm wide - hook and hand rail made of high quality stainless steel - powder-coated in HEWI colours DX (matt white), DC (matt black) and SC (matt dark grey pearl mica) - including corrosion-free HEWI fixing material Article no.: HEWI 950.19.071 | https://catalog.hewi.com/en/p/95019071 | https://catalog.hewi.com/storage/downloads/HEWI_950_19_071_en.pdf
950.19.072 | HEWI Product set washbasin with support rail and shelf | Washbasin set with grab bar and shelf consisting of washbasin 950.13.201 - made of mineral composite with pore-free surface, alpine white - surge edge to the wall - with storage surface and deep rectangular basin with generous radii - modular washbasin system: adaptive additional functions can be extended or dismantled - accessible underneath according to DIN 18040 and ÖNORM B1600/1601 - 650 mm wide and 550 mm deep - wash bowl recess 100 mm - prepared for single-hole fitting - without overflow - loadable according to DIN EN 14688 - for hanger bolt fastening - CE marking according to the Construction Products Regulation No. 305/2011 and modular accessories Washbasin profiles with grab bar 950.13.0001 and shelf 950.13.0014 - grab bar also usable as a towel bar, load capacity up to 80 kg - 650 mm wide, handrail diameter 25 mm - mounted above the two profiles under the washbasin - shelf can easily be hung up and down in the profile, load capacity up to 2 kg - additional storage space on the wall or directly at the washbasin - shelf 360 mm wide, 104 mm deep - shelf and hand rail made of high quality stainless steel - powder-coated in HEWI colours DX (matt white), DC (matt black) and SC (matt dark grey pearl mica) - including corrosion-free HEWI fixing material Article no.: HEWI 950.19.072 | https://catalog.hewi.com/en/p/95019072 | https://catalog.hewi.com/storage/downloads/HEWI_950_19_072_en.pdf
950.19.073 | HEWI Product set washbasin with support rail, 2 shelves and hook | Washbasin set with grab bar, 2 shelves and hooks consisting of washbasin 950.13.201 - made of mineral composite with pore-free surface, alpine white - surge edge to the wall - with storage surface and deep rectangular basin with generous radii - modular washbasin system: adaptive additional functions can be extended or dismantled - accessible underneath according to DIN 18040 and ÖNORM B1600/1601 - 650 mm wide and 550 mm deep - wash bowl recess 100 mm - prepared for single-hole fitting - without overflow - loadable according to DIN EN 14688 - for hanger bolt fastening - CE marking according to the Construction Products Regulation No. 305/2011 and modular accessories Washbasin profiles with grab bar 950.13.0001, 2 shelves 950.13.0014 and 950.13.0018 and hook 950.13.0013 - Grab bar also for use as a towel bar, load capacity up to 80 kg - 650 mm wide, grab bar diameter 25 mm - mounted under the washbasin using the two profiles - shelf and hook can be easily hung up and down in the profile, load capacity up to 2 kg - additional storage space on the wall or directly at the washstand - shelf 950.13.0014: 360 mm wide, 104 mm deep - shelf 950.13.0018: 470 mm wide, 104 mm deep - hole and long hole is used to hold tumblers and soap dispensers and shower basket of the 800 K system - additional hanging possibility using hooks directly at the washbasin - 15 mm wide - shelf, hook and hand rail made of high quality stainless steel - powder-coated in HEWI colours DX (matt white), DC (matt black) and SC (matt dark grey pearl mica) - including corrosion-free HEWI fixing material Article no.: HEWI 950.19.073 | https://catalog.hewi.com/en/p/95019073 | https://catalog.hewi.com/storage/downloads/HEWI_950_19_073_en.pdf
950.19.074 | HEWI Product set washbasin with 2 shelves and hook | Washbasin set with 2 shelves and hooks consisting of washbasin 950.13.201 - made of mineral composite with pore-free surface, alpine white - surge edge to the wall - with storage surface and deep rectangular basin with generous radii - modular washbasin system: adaptive additional functions can be extended or dismantled - accessible underneath according to DIN 18040 and ÖNORM B1600/1601 - 650 mm wide and 550 mm deep - wash bowl recess 100 mm - prepared for single-hole fitting - without overflow - loadable according to DIN EN 14688 - for hanger bolt fastening - CE marking according to the Construction Products Regulation No. 305/2011 and modular accessories 2 washbasin profiles with shelf 950.13.0003 and 950.13.0005 and hook 950.13.0013 - shelf and hook can be easily hung up and down in the profile, load capacity up to 2 kg - additional storage space on the wall or directly at the washstand - shelf 950.13.0003: 360 mm wide, 104 mm deep - shelf 950.13.0005: 470 mm wide, 104 mm deep - hole is used to hold tumblers and soap dispensers of the 800 K system - additional hanging possibility using hooks directly at the washbasin - 15 mm wide - made of high quality stainless steel - powder-coated in HEWI colours DX (matt white), DC (matt black) and SC (matt dark grey pearl mica) - including corrosion-free HEWI fixing material Article no.: HEWI 950.19.074 | https://catalog.hewi.com/en/p/95019074 | https://catalog.hewi.com/storage/downloads/HEWI_950_19_074_en.pdf
950.19.080 | HEWI Product set washbasin and support rail | Set washbasin with grab rail consisting of Washbasin 950.13.203 - Made of mineral composite with non-porous surface, alpine white - surge edge to the wall - with shelf and deep rectangular basin with generous radii - modular washbasin system: adaptive additional functions can be extended or removed - wheelchair accessible to DIN 18040 and ÖNORM B1600/1601 - 650 mm wide and 550 mm deep - wash bowl recess 100 mm - prepared for single hole mixer tap - includes overflow with rose and cover - overflow can be replaced and renewed if necessary - overflow is mounted between drain and siphon under the washbasin, h=25 mm, ø=70 mm - Weight capacity to EN 14688 - For hanger bolt fastening - CE marking according to Construction Products Regulation No. 305/2011 and modular accessories Washbasin profiles with grab rail 950.13.0001 - Grab rail, can also be used as a towel rail, load-bearing up to 80 kg - 650 mm wide, diameter holding bar 25 mm - is mounted over the two profiles under the washbasin - Holding bar made of high-quality stainless steel - Powder-coated in the HEWI colours DX (white deep matt), DC (black deep matt) and SC (dark grey pearl mica deep matt) - incl. non-corrosive HEWI fixing materials Article no.: HEWI 950.19.080 | https://catalog.hewi.com/en/p/95019080 | https://catalog.hewi.com/storage/downloads/HEWI_950_19_080_en.pdf
950.19.081 | HEWI Product set washbasin with support rail and 2 hooks | Set washbasin with grab rail and 2 hooks consisting of Washbasin 950.13.203 - Made of mineral composite with non-porous surface, alpine white - surge edge to the wall - with shelf and deep rectangular basin with generous radii - modular washbasin system: adaptive additional functions can be extended or removed - wheelchair accessible to DIN 18040 and ÖNORM B1600/1601 - 650 mm wide and 550 mm deep - wash bowl recess 100 mm - prepared for single hole mixer tap - includes overflow with rose and cover - overflow can be replaced and renewed if necessary - overflow is mounted between drain and siphon under the washbasin, h=25 mm, ø=70 mm - Weight capacity to EN 14688 - For hanger bolt fastening - CE marking according to Construction Products Regulation No. 305/2011 and modular accessories Washbasin profiles with grab rail 950.13.0001 and 2 hooks 950.13.0013 - Grab rail, can also be used as a towel rail, load-bearing up to 80 kg - 650 mm wide, diameter holding bar 25 mm - is mounted over the two profiles under the washbasin - Hook can be easily hooked in and out of the profile, loadable up to 2 kg - Additional hanging option directly on the washbasin - 15 mm wide - Hook and holding bar made of high-quality stainless steel - Powder-coated in the HEWI colours DX (white deep matt), DC (black deep matt) and SC (dark grey pearl mica deep matt) - incl. non-corrosive HEWI fixing materials Article no.: HEWI 950.19.081 | https://catalog.hewi.com/en/p/95019081 | https://catalog.hewi.com/storage/downloads/HEWI_950_19_081_en.pdf
950.19.082 | HEWI Product set washbasin with support rail and shelf | Washbasin set with grab rail and shelf consisting of Washbasin 950.13.203 - Made of mineral composite with non-porous surface, alpine white - surge edge to the wall - with shelf and deep rectangular basin with generous radii - modular washbasin system: adaptive additional functions can be extended or removed - wheelchair accessible to DIN 18040 and ÖNORM B1600/1601 - 650 mm wide and 550 mm deep - wash bowl recess 100 mm - prepared for single hole mixer tap - includes overflow with rose and cover - overflow can be replaced and renewed if necessary - overflow is mounted between drain and siphon under the washbasin, h=25 mm, ø=70 mm - Weight capacity to EN 14688 - For hanger bolt fastening - CE marking according to Construction Products Regulation No. 305/2011 and modular accessories Washbasin profiles with grab rail 950.13.0001 and shelf 950.13.0014 - Grab rail, can also be used as a towel rail, load-bearing up to 80 kg - 650 mm wide, diameter holding bar 25 mm - is mounted over the two profiles under the washbasin - Shelf can be easily hooked in and out of the profile, loadable up to 2 kg - Additional gain of storage space directly at the washbasin - Shelf 360 mm wide, 102 mm deep - Shelf and support bar made of high-quality stainless steel - Powder-coated in the HEWI colours DX (white deep matt), DC (black deep matt) and SC (dark grey pearl mica deep matt) - incl. non-corrosive HEWI fixing materials Article no.: HEWI 950.19.082 | https://catalog.hewi.com/en/p/95019082 | https://catalog.hewi.com/storage/downloads/HEWI_950_19_082_en.pdf
950.19.083 | HEWI Product set washbasin with support rail, 2 shelves and hook | Set washbasin with grab rail, 2 shelves and hooks consisting of Washbasin 950.13.203 - Made of mineral composite with non-porous surface, alpine white - surge edge to the wall - with shelf and deep rectangular basin with generous radii - modular washbasin system: adaptive additional functions can be extended or removed - wheelchair accessible to DIN 18040 and ÖNORM B1600/1601 - 650 mm wide and 550 mm deep - wash bowl recess 100 mm - prepared for single hole mixer tap - includes overflow with rose and cover - overflow can be replaced and renewed if necessary - overflow is mounted between drain and siphon under the washbasin, h=25 mm, ø=70 mm - Weight capacity to EN 14688 - For hanger bolt fastening - CE marking according to Construction Products Regulation No. 305/2011 and modular accessories Washbasin profiles with grab rail 950.13.0001, 2 shelves 950.13.0014 and 950.13.0018 and hook 950.13.0013 - Grab rail, can also be used as a towel rail, load-bearing up to 80 kg - 650 mm wide, diameter holding bar 25 mm - is mounted over the two profiles under the washbasin - Shelf and hook can be easily hooked in and out of the profile, loadable up to 2 kg - Additional gain of storage space directly at the washbasin - Shelf 950.13.0014: 360 mm wide, 102 mm deep - Shelf 950.13.0018: 470 mm wide, 102 mm deep - Hole and oblong hole are used to accommodate System 800 K tumbler, soap dispenser and shower basket - Additional hanging option with hooks directly on the washbasin - 15 mm wide - Shelf, hook and support bar made of high-quality stainless steel - Powder-coated in the HEWI colours DX (white deep matt), DC (black deep matt) and SC (dark grey pearl mica deep matt) - incl. non-corrosive HEWI fixing materials Article no.: HEWI 950.19.083 | https://catalog.hewi.com/en/p/95019083 | https://catalog.hewi.com/storage/downloads/HEWI_950_19_083_en.pdf
950.19.084 | HEWI Product set washbasin with 2 shelves and hook | Washbasin set with 2 shelves and hooks consisting of Washbasin 950.13.203 - Made of mineral composite with non-porous surface, alpine white - surge edge to the wall - with shelf and deep rectangular basin with generous radii - modular washbasin system: adaptive additional functions can be extended or removed - wheelchair accessible to DIN 18040 and ÖNORM B1600/1601 - 650 mm wide and 550 mm deep - wash bowl recess 100 mm - prepared for single hole mixer tap - includes overflow with rose and cover - overflow can be replaced and renewed if necessary - overflow is mounted between drain and siphon under the washbasin, h=25 mm, ø=70 mm - Weight capacity to EN 14688 - For hanger bolt fastening - CE marking according to Construction Products Regulation No. 305/2011 and modular accessories 2 washbasin profiles with shelf 950.13.0003 and 950.13.0005 and hook 950.13.0013 - Shelf and hook can be easily hooked in and out of the profile, loadable up to 2 kg - Additional gain of storage space directly at the washbasin - Shelf 950.13.0003: 360 mm wide, 102 mm deep - Shelf 950.13.0005: 470 mm wide, 102 mm deep - Hole serves to accommodate System 800 K tumbler and soap dispenser - Additional hanging option with hooks directly on the washbasin - 15 mm wide - made of high-quality stainless steel - Powder-coated in the HEWI colours DX (white deep matt), DC (black deep matt) and SC (dark grey pearl mica deep matt) - incl. non-corrosive HEWI fixing materials Article no.: HEWI 950.19.084 | https://catalog.hewi.com/en/p/95019084 | https://catalog.hewi.com/storage/downloads/HEWI_950_19_084_en.pdf
950.19.085 | HEWI Product set washbasin and support rail | Set washbasin with grab rail consisting of Washbasin 950.13.301 - Made of mineral composite with non-porous surface, alpine white - surge edge to the wall - with shelf and deep rectangular basin with generous radii - modular washbasin system: adaptive additional functions can be extended or removed - wheelchair accessible to DIN 18040 and ÖNORM B1600/1601 - 850 mm wide and 550 mm deep - wash bowl recess 100 mm - prepared for single hole mixer tap - without overflow - Weight capacity to EN 14688 - For hanger bolt fastening - CE marking according to Construction Products Regulation No. 305/2011 and modular accessories Washbasin profiles with grab rail 950.13.0022 - Grab rail, can also be used as a towel rail, load-bearing up to 80 kg - 850 mm wide, diameter holding bar 25 mm - is mounted over the two profiles under the washbasin - Holding bar made of high-quality stainless steel - Powder-coated in the HEWI colours DX (white deep matt), DC (black deep matt) and SC (dark grey pearl mica deep matt) - incl. non-corrosive HEWI fixing materials Article no.: HEWI 950.19.085 | https://catalog.hewi.com/en/p/95019085 | https://catalog.hewi.com/storage/downloads/HEWI_950_19_085_en.pdf
950.19.086 | HEWI Product set washbasin and support rail | Set washbasin with grab rail consisting of Washbasin 950.13.303 - Made of mineral composite with non-porous surface, alpine white - surge edge to the wall - with shelf and deep rectangular basin with generous radii - modular washbasin system: adaptive additional functions can be extended or removed - wheelchair accessible to DIN 18040 and ÖNORM B1600/1601 - 850 mm wide and 550 mm deep - wash bowl recess 100 mm - prepared for single hole mixer tap - includes overflow with rose and cover - overflow can be replaced and renewed if necessary - overflow is mounted between drain and siphon under the washbasin, h=25 mm, ø=70 mm - Weight capacity to EN 14688 - For hanger bolt fastening - CE marking according to Construction Products Regulation No. 305/2011 and modular accessories Washbasin profiles with grab rail 950.13.0022 - Grab rail, can also be used as a towel rail, load-bearing up to 80 kg - 850 mm wide, diameter holding bar 25 mm - is mounted over the two profiles under the washbasin - Holding bar made of high-quality stainless steel - Powder-coated in the HEWI colours DX (white deep matt), DC (black deep matt) and SC (dark grey pearl mica deep matt) - incl. non-corrosive HEWI fixing materials Article no.: HEWI 950.19.086 | https://catalog.hewi.com/en/p/95019086 | https://catalog.hewi.com/storage/downloads/HEWI_950_19_086_en.pdf
950.19.087 | HEWI Product set washbasin and support rail | Set washbasin with grab rail consisting of Washbasin 950.11.121 - Made of mineral composite with non-porous surface, alpine white - with shelf and round basin - without overflow - prepared for single hole mixer tap - wheelchair accessible to DIN 18040 and ÖNORM B1600/1601 - Weight capacity to EN 14688 - 600 mm wide and 550 mm deep - wash bowl recess 80 mm - For hanger bolt fastening - CE marking according to Construction Products Regulation No. 305/2011 and modular accessories Washbasin profiles with grab rail 950.13.0024 - Grab rail, can also be used as a towel rail - 600 mm wide, diameter holding bar 25 mm - Holding bar made of high-quality stainless steel - Powder-coated in the HEWI colours DX (white deep matt), DC (black deep matt) and SC (dark grey pearl mica deep matt) - Weight capacity up to 80 kg - is mounted over the two profiles under the washbasin - incl. non-corrosive HEWI fixing materials Article no.: HEWI 950.19.087 | https://catalog.hewi.com/en/p/95019087 | https://catalog.hewi.com/storage/downloads/HEWI_950_19_087_en.pdf
950.19.088 | HEWI Product set washbasin and support rail | Set washbasin with grab rail consisting of Washbasin 950.11.120 - Made of mineral composite with non-porous surface, alpine white - with shelf and round basin - without overflow - for wall-mounted fittings - wheelchair accessible to DIN 18040 and ÖNORM B1600/1601 - Weight capacity to EN 14688 - 600 mm wide and 550 mm deep - wash bowl recess 80 mm - For hanger bolt fastening - CE marking according to Construction Products Regulation No. 305/2011 and modular accessories Washbasin profiles with grab rail 950.13.0024 - Grab rail, can also be used as a towel rail - 600 mm wide, diameter holding bar 25 mm - Holding bar made of high-quality stainless steel - Powder-coated in the HEWI colours DX (white deep matt), DC (black deep matt) and SC (dark grey pearl mica deep matt) - Weight capacity up to 80 kg - is mounted over the two profiles under the washbasin - incl. non-corrosive HEWI fixing materials Article no.: HEWI 950.19.088 | https://catalog.hewi.com/en/p/95019088 | https://catalog.hewi.com/storage/downloads/HEWI_950_19_088_en.pdf
950.19.089 | HEWI Product set washbasin and support rail | Set washbasin with grab rail consisting of Washbasin 950.11.221 - Made of mineral composite with non-porous surface, alpine white - with shelf and oval basin - without overflow - prepared for single hole mixer tap - wheelchair accessible - Weight capacity to EN 14688 - 850 mm wide and 415 mm deep - wash bowl recess 90 mm - For hanger bolt fastening - CE marking according to Construction Products Regulation No. 305/2011 - fulfils the ÖNORM B1600/1601 requirements for small basins and modular accessories Washbasin profiles with grab rail 950.13.0025 - Grab rail, can also be used as a towel rail - 850 mm wide, diameter holding bar 25 mm - Holding bar made of high-quality stainless steel - Powder-coated in the HEWI colours DX (white deep matt), DC (black deep matt) and SC (dark grey pearl mica deep matt) - Weight capacity up to 80 kg - is mounted over the two profiles under the washbasin - incl. non-corrosive HEWI fixing materials Article no.: HEWI 950.19.089 | https://catalog.hewi.com/en/p/95019089 | https://catalog.hewi.com/storage/downloads/HEWI_950_19_089_en.pdf
950.19.090 | HEWI Product set washbasin and support rail | Set washbasin with grab rail consisting of Washbasin 950.11.220 - Made of mineral composite with non-porous surface, alpine white - with shelf and oval basin - without overflow - for wall-mounted fittings - wheelchair accessible - Weight capacity to EN 14688 - 850 mm wide and 415 mm deep - wash bowl recess 90 mm - For hanger bolt fastening - CE marking according to Construction Products Regulation No. 305/2011 - fulfils the ÖNORM B1600/1601 requirements for small basins and modular accessories Washbasin profiles with grab rail 950.13.0025 - Grab rail, can also be used as a towel rail - 850 mm wide, diameter holding bar 25 mm - Holding bar made of high-quality stainless steel - Powder-coated in the HEWI colours DX (white deep matt), DC (black deep matt) and SC (dark grey pearl mica deep matt) - Weight capacity up to 80 kg - is mounted over the two profiles under the washbasin - incl. non-corrosive HEWI fixing materials Article no.: HEWI 950.19.090 | https://catalog.hewi.com/en/p/95019090 | https://catalog.hewi.com/storage/downloads/HEWI_950_19_090_en.pdf
950.21.600 | HEWI Large toilet roll holder | Large toilet roll holder - cubic body with recessed wall base - for holding a proprietary large toilet roll with 250 - 320 mm diameter - level indicator - with locking system as protection against misuse - for wall mounting - 365 mm wide, 365 mm high and 125 mm deep, wall-mounted base 15 mm deep - made of high-quality stainless steel, coated white - opening and outline edge made of high-quality synthetic material, chrome-plated - including non-corrosive HEWI fixing material Article no.: HEWI 950.21.600 | https://catalog.hewi.com/en/p/95021600 | https://catalog.hewi.com/storage/downloads/HEWI_950_21_600_en.pdf
950.22.10050 | HEWI L-shaped support rail WARM TOUCH | L-shaped support rail WARM TOUCH - vertically and horizontally arranged rails connected at right-angles - for holding on to and providing support - made of high-quality chrome-look coated polyamide that is warm to touch - with continuous, corrosion resistant steel core - horizontal length 300 mm, vertical length 600 mm, 90 mm deep, rail diameter 33 mm - wall connection with discreet supports (diameter 18 mm) perpendicular to wall and flat roses - rose diameter 80 mm, cap height 13 mm - easy installation due to individually installed mounting plates made of high-quality stainless steel for hanging the L-shaped support rail - fixing with grub screw located on the underside of the rose - can be mounted in left hand or right hand position - including non-corrosive HEWI fixing material Article no.: HEWI 950.22.10050 | https://catalog.hewi.com/en/p/9502210050 | https://catalog.hewi.com/storage/downloads/HEWI_950_22_10050_en.pdf
950.22.10090 | HEWI L-shaped support rail | L-shaped support rail System 800 K - vertically and horizontally arranged rails connected at right-angles - for holding on to and providing support - made of high-quality polyamide in HEWI colour 98 (signal white) or 99 (pure white) - with continuous, corrosion resistant steel core - horizontal length 300 mm, vertical length 600 mm, 90 mm deep, rail diameter 33 mm - wall connection with discreet supports (diameter 18 mm) perpendicular to wall and flat roses - rose diameter 80 mm, cap height 13 mm - easy installation due to individually installed mounting plates made of high-quality stainless steel for hanging the L-shaped support rail - can be mounted in left hand or right hand position - including non-corrosive HEWI fixing material. Article no.: HEWI 950.22.10090 | https://catalog.hewi.com/en/p/9502210090 | https://catalog.hewi.com/storage/downloads/HEWI_950_22_10090_en.pdf
950.22.10091 | HEWI L-shaped support rail | L-shaped support rail System 800 K - vertically and horizontally arranged rails connected at right-angles - for holding on to and providing support - L-shaped support rail made of high-quality polyamide according to HEWI colour chart - supports and roses made of high-quality polyamide in HEWI colour 98 (signal white) - with continuous, corrosion resistant steel core - horizontal length 300 mm, vertical length 600 mm, 90 mm deep, rail diameter 33 mm - wall connection with discreet supports (diameter 18 mm) perpendicular to wall and flat roses - rose diameter 80 mm, cap height 13 mm - easy installation due to individually installed mounting plates made of high-quality stainless steel for hanging the L-shaped support rail - can be mounted in left hand or right hand position - including non-corrosive HEWI fixing material. Article no.: HEWI 950.22.10091 | https://catalog.hewi.com/en/p/9502210091 | https://catalog.hewi.com/storage/downloads/HEWI_950_22_10091_en.pdf
950.22.10099 | HEWI L-shaped support rail | L-shaped support rail System 800 K - vertically and horizontally arranged rails connected at right-angles - for holding on to and providing support - L-shaped support rail made of high-quality polyamide according to HEWI colour chart - supports and roses made of high-quality polyamide in the HEWI colour 99 (pure white) - with continuous, corrosion resistant steel core - horizontal length 300 mm, vertical length 600 mm, 90 mm deep, rail diameter 33 mm - wall connection with discreet supports (diameter 18 mm) perpendicular to wall and flat roses - rose diameter 80 mm, cap height 13 mm - easy installation due to individually installed mounting plates made of high-quality stainless steel for hanging the L-shaped support rail - can be mounted in left hand or right hand position - including non-corrosive HEWI fixing material. Article no.: HEWI 950.22.10099 | https://catalog.hewi.com/en/p/9502210099 | https://catalog.hewi.com/storage/downloads/HEWI_950_22_10099_en.pdf
950.22.11050 | HEWI L-shaped support rail WARM TOUCH | L-shaped support rail WARM TOUCH - vertically and horizontally arranged rails connected at right-angles - for holding on to and providing support - made of high-quality chrome-look coated polyamide that is warm to touch - with continuous, corrosion resistant steel core - horizontal length 400 mm, vertical length 900 mm, 90 mm deep, rail diameter 33 mm - wall connection with discreet supports (diameter 18 mm) perpendicular to wall and flat roses - rose diameter 80 mm, cap height 13 mm - easy installation due to individually installed mounting plates made of high-quality stainless steel for hanging the L-shaped support rail - fixing with grub screw located on the underside of the rose - can be mounted in left hand or right hand position - including non-corrosive HEWI fixing material Article no.: HEWI 950.22.11050 | https://catalog.hewi.com/en/p/9502211050 | https://catalog.hewi.com/storage/downloads/HEWI_950_22_11050_en.pdf
950.22.11090 | HEWI L-shaped support rail | L-shaped support rail System 800 K - vertically and horizontally arranged rails connected at right-angles - for holding on to and providing support - made of high-quality polyamide in HEWI colour 98 (signal white) or 99 (pure white) - with continuous, corrosion resistant steel core - horizontal length 400 mm, vertical length 900 mm, 90 mm deep, rail diameter 33 mm - wall connection with discreet supports (diameter 18 mm) perpendicular to wall and flat roses - rose diameter 80 mm, cap height 13 mm - easy installation due to individually installed mounting plates made of high-quality stainless steel for hanging the L-shaped support rail - can be mounted in left hand or right hand position - including non-corrosive HEWI fixing material. Article no.: HEWI 950.22.11090 | https://catalog.hewi.com/en/p/9502211090 | https://catalog.hewi.com/storage/downloads/HEWI_950_22_11090_en.pdf
950.22.11091 | HEWI L-shaped support rail | L-shaped support rail System 800 K - vertically and horizontally arranged rails connected at right-angles - for holding on to and providing support - L-shaped support rail made of high-quality polyamide according to HEWI colour chart - supports and roses made of high-quality polyamide in HEWI colour 98 (signal white) - with continuous, corrosion resistant steel core - horizontal length 400 mm, vertical length 900 mm, 90 mm deep, rail diameter 33 mm - wall connection with discreet supports (diameter 18 mm) perpendicular to wall and flat roses - rose diameter 80 mm, cap height 13 mm - easy installation due to individually installed mounting plates made of high-quality stainless steel for hanging the L-shaped support rail - can be mounted in left hand or right hand position - including non-corrosive HEWI fixing material. Article no.: HEWI 950.22.11091 | https://catalog.hewi.com/en/p/9502211091 | https://catalog.hewi.com/storage/downloads/HEWI_950_22_11091_en.pdf
950.22.11099 | HEWI L-shaped support rail | L-shaped support rail System 800 K - vertically and horizontally arranged rails connected at right-angles - for holding on to and providing support - L-shaped support rail made of high-quality polyamide according to HEWI colour chart - supports and roses made of high-quality polyamide in the HEWI colour 99 (pure white) - with continuous, corrosion resistant steel core - horizontal length 400 mm, vertical length 900 mm, 90 mm deep, rail diameter 33 mm - wall connection with discreet supports (diameter 18 mm) perpendicular to wall and flat roses - rose diameter 80 mm, cap height 13 mm - easy installation due to individually installed mounting plates made of high-quality stainless steel for hanging the L-shaped support rail - can be mounted in left hand or right hand position - including non-corrosive HEWI fixing material. Article no.: HEWI 950.22.11099 | https://catalog.hewi.com/en/p/9502211099 | https://catalog.hewi.com/storage/downloads/HEWI_950_22_11099_en.pdf
950.22.13050 | HEWI L-shaped support rail WARM TOUCH | L-shaped support rail WARM TOUCH - vertically and horizontally arranged rails connected at right-angles - for holding on to and providing support - made of high-quality chrome-look coated polyamide that is warm to touch - with continuous, corrosion resistant steel core - horizontal length 500 mm, vertical length 750 mm, 90 mm deep, rail diameter 33 mm - wall connection with discreet supports (diameter 18 mm) perpendicular to wall and flat roses - rose diameter 80 mm, cap height 13 mm - easy installation due to individually installed mounting plates made of high-quality stainless steel for hanging the L-shaped support rail - fixing with grub screw located on the underside of the rose - can be mounted in left hand or right hand position - including non-corrosive HEWI fixing material - fulfils the ÖNORM B1600/1601 requirements Article no.: HEWI 950.22.13050 | https://catalog.hewi.com/en/p/9502213050 | https://catalog.hewi.com/storage/downloads/HEWI_950_22_13050_en.pdf
950.22.13090 | HEWI L-shaped support rail | L-shaped support rail System 800 K - vertically and horizontally arranged rails connected at right-angles - for holding on to and providing support - made of high-quality polyamide in HEWI colour 98 (signal white) or 99 (pure white) - with continuous, corrosion resistant steel core - horizontal length 500 mm, vertical length 750 mm, 90 mm deep, rail diameter 33 mm - wall connection with discreet supports (diameter 18 mm) perpendicular to wall and flat roses - rose diameter 80 mm, cap height 13 mm - easy installation due to individually installed mounting plates made of high-quality stainless steel for hanging the L-shaped support rail - can be mounted in left hand or right hand position - including non-corrosive HEWI fixing material. - fulfils the ÖNORM B1600/1601 requirements Article no.: HEWI 950.22.13090 | https://catalog.hewi.com/en/p/9502213090 | https://catalog.hewi.com/storage/downloads/HEWI_950_22_13090_en.pdf
950.22.13091 | HEWI L-shaped support rail | L-shaped support rail System 800 K - vertically and horizontally arranged rails connected at right-angles - for holding on to and providing support - L-shaped support rail made of high-quality polyamide according to HEWI colour chart - supports and roses made of high-quality polyamide in HEWI colour 98 (signal white) - with continuous, corrosion resistant steel core - horizontal length 500 mm, vertical length 750 mm, 90 mm deep, rail diameter 33 mm - wall connection with discreet supports (diameter 18 mm) perpendicular to wall and flat roses - rose diameter 80 mm, cap height 13 mm - easy installation due to individually installed mounting plates made of high-quality stainless steel for hanging the L-shaped support rail - can be mounted in left hand or right hand position - including non-corrosive HEWI fixing material. - fulfils the ÖNORM B1600/1601 requirements Article no.: HEWI 950.22.13091 | https://catalog.hewi.com/en/p/9502213091 | https://catalog.hewi.com/storage/downloads/HEWI_950_22_13091_en.pdf
950.22.13099 | HEWI L-shaped support rail | L-shaped support rail System 800 K - vertically and horizontally arranged rails connected at right-angles - for holding on to and providing support - L-shaped support rail made of high-quality polyamide according to HEWI colour chart - supports and roses made of high-quality polyamide in the HEWI colour 99 (pure white) - with continuous, corrosion resistant steel core - horizontal length 500 mm, vertical length 750 mm, 90 mm deep, rail diameter 33 mm - wall connection with discreet supports (diameter 18 mm) perpendicular to wall and flat roses - rose diameter 80 mm, cap height 13 mm - easy installation due to individually installed mounting plates made of high-quality stainless steel for hanging the L-shaped support rail - can be mounted in left hand or right hand position - including non-corrosive HEWI fixing material. - fulfils the ÖNORM B1600/1601 requirements Article no.: HEWI 950.22.13099 | https://catalog.hewi.com/en/p/9502213099 | https://catalog.hewi.com/storage/downloads/HEWI_950_22_13099_en.pdf
950.22.14050 | HEWI L-shaped support rail WARM TOUCH | L-shaped support rail WARM TOUCH - vertically and horizontally arranged rails connected at right-angles - for holding on to and providing support - made of high-quality chrome-look coated polyamide that is warm to touch - with continuous, corrosion resistant steel core - horizontal length 500 mm, vertical length 1000 mm, 90 mm deep, rail diameter 33 mm - wall connection with discreet supports (diameter 18 mm) perpendicular to wall and flat roses - rose diameter 80 mm, cap height 13 mm - easy installation due to individually installed mounting plates made of high-quality stainless steel for hanging the L-shaped support rail - fixing with grub screw located on the underside of the rose - can be mounted in left hand or right hand position - including non-corrosive HEWI fixing material - fulfils the SIA 500 requirements Article no.: HEWI 950.22.14050 | https://catalog.hewi.com/en/p/9502214050 | https://catalog.hewi.com/storage/downloads/HEWI_950_22_14050_en.pdf
950.22.14090 | HEWI L-shaped support rail | L-shaped support rail System 800 K - vertically and horizontally arranged rails connected at right-angles - for holding on to and providing support - made of high-quality polyamide in HEWI colour 98 (signal white) or 99 (pure white) - with continuous, corrosion resistant steel core - horizontal length 500 mm, vertical length 1000 mm, 90 mm deep, rail diameter 33 mm - wall connection with discreet supports (diameter 18 mm) perpendicular to wall and flat roses - rose diameter 80 mm, cap height 13 mm - easy installation due to individually installed mounting plates made of high-quality stainless steel for hanging the L-shaped support rail - can be mounted in left hand or right hand position - including non-corrosive HEWI fixing material. - fulfils the SIA 500 requirements Article no.: HEWI 950.22.14090 | https://catalog.hewi.com/en/p/9502214090 | https://catalog.hewi.com/storage/downloads/HEWI_950_22_14090_en.pdf
950.22.14091 | HEWI L-shaped support rail | L-shaped support rail System 800 K - vertically and horizontally arranged rails connected at right-angles - for holding on to and providing support - L-shaped support rail made of high-quality polyamide according to HEWI colour chart - supports and roses made of high-quality polyamide in HEWI colour 98 (signal white) - with continuous, corrosion resistant steel core - horizontal length 500 mm, vertical length 1000 mm, 90 mm deep, rail diameter 33 mm - wall connection with discreet supports (diameter 18 mm) perpendicular to wall and flat roses - rose diameter 80 mm, cap height 13 mm - easy installation due to individually installed mounting plates made of high-quality stainless steel for hanging the L-shaped support rail - can be mounted in left hand or right hand position - including non-corrosive HEWI fixing material. - fulfils the SIA 500 requirements Article no.: HEWI 950.22.14091 | https://catalog.hewi.com/en/p/9502214091 | https://catalog.hewi.com/storage/downloads/HEWI_950_22_14091_en.pdf
950.22.14099 | HEWI L-shaped support rail | L-shaped support rail System 800 K - vertically and horizontally arranged rails connected at right-angles - for holding on to and providing support - L-shaped support rail made of high-quality polyamide according to HEWI colour chart - supports and roses made of high-quality polyamide in the HEWI colour 99 (pure white) - with continuous, corrosion resistant steel core - horizontal length 500 mm, vertical length 1000 mm, 90 mm deep, rail diameter 33 mm - wall connection with discreet supports (diameter 18 mm) perpendicular to wall and flat roses - rose diameter 80 mm, cap height 13 mm - easy installation due to individually installed mounting plates made of high-quality stainless steel for hanging the L-shaped support rail - can be mounted in left hand or right hand position - including non-corrosive HEWI fixing material. - fulfils the SIA 500 requirements Article no.: HEWI 950.22.14099 | https://catalog.hewi.com/en/p/9502214099 | https://catalog.hewi.com/storage/downloads/HEWI_950_22_14099_en.pdf
950.22.1S90 | HEWI L-shaped support rail, special length | L-shaped support rail System 800 K - vertically and horizontally arranged rails connected at right-angles - for holding on to and providing support - made of high-quality polyamide in HEWI colour 98 (signal white) or 99 (pure white) - with continuous, corrosion resistant steel core - horizontal length made-to-measure from 300 mm to 850 mm, vertical length made-to-measure from 600 mm to 1250 mm, 90 mm deep, diameter of rail 33 mm - wall connection with discreet supports (diameter 18 mm) perpendicular to wall and flat roses - rose diameter 80 mm, cap height 13 mm - easy installation due to individually installed mounting plates made of high-quality stainless steel for hanging the L-shaped support rail - can be mounted in left hand or right hand position - including non-corrosive HEWI fixing material. Article no.: HEWI 950.22.1S90 | https://catalog.hewi.com/en/p/950221S90 | https://catalog.hewi.com/storage/downloads/HEWI_950_22_1S90_en.pdf
950.22.1S91 | HEWI L-shaped support rail, special length | L-shaped support rail System 800 K - vertically and horizontally arranged rails connected at right-angles - for holding on to and providing support - L-shaped support rail made of high-quality polyamide according to HEWI colour chart - supports and roses made of high-quality polyamide in HEWI colour 98 (signal white) - with continuous, corrosion resistant steel core - horizontal length made-to-measure from 300 mm to 850 mm, vertical length made-to-measure from 600 mm to 1250 mm, 90 mm deep, diameter of rail 33 mm - wall connection with discreet supports (diameter 18 mm) perpendicular to wall and flat roses - rose diameter 80 mm, cap height 13 mm - easy installation due to individually installed mounting plates made of high-quality stainless steel for hanging the L-shaped support rail - can be mounted in left hand or right hand position - including non-corrosive HEWI fixing material. Article no.: HEWI 950.22.1S91 | https://catalog.hewi.com/en/p/950221S91 | https://catalog.hewi.com/storage/downloads/HEWI_950_22_1S91_en.pdf
950.22.1S99 | HEWI L-shaped support rail, special length | L-shaped support rail System 800 K - vertically and horizontally arranged rails connected at right-angles - for holding on to and providing support - L-shaped support rail made of high-quality polyamide according to HEWI colour chart - supports and roses made of high-quality polyamide in the HEWI colour 99 (pure white) - with continuous, corrosion resistant steel core - horizontal length made-to-measure from 300 mm to 850 mm, vertical length made-to-measure from 600 mm to 1250 mm, 90 mm deep, diameter of rail 33 mm - wall connection with discreet supports (diameter 18 mm) perpendicular to wall and flat roses - rose diameter 80 mm, cap height 13 mm - easy installation due to individually installed mounting plates made of high-quality stainless steel for hanging the L-shaped support rail - can be mounted in left hand or right hand position - including non-corrosive HEWI fixing material. Article no.: HEWI 950.22.1S99 | https://catalog.hewi.com/en/p/950221S99 | https://catalog.hewi.com/storage/downloads/HEWI_950_22_1S99_en.pdf
950.22.20050 | HEWI L-shaped support rail WARM TOUCH | L-shaped support rail WARM TOUCH - rails joined at a flat (obtuse) angle - for holding on to and providing support - made of high-quality chrome-look coated polyamide that is warm to touch - with continuous, corrosion resistant steel core - centre-to-centre 264 mm, 295 mm and 169 mm, angle 135°, 90 mm deep, diameter of rail 33 mm - increased stability through 3 mounting supports - wall connection with discreet supports (diameter 18 mm) perpendicular to wall and flat roses - rose diameter 80 mm, cap height 13 mm - easy installation due to individually installed mounting plates made of high-quality stainless steel for hanging the L-shaped support rail - can be mounted in left hand or right hand position - including non-corrosive HEWI fixing material. Article no.: HEWI 950.22.20050 | https://catalog.hewi.com/en/p/9502220050 | https://catalog.hewi.com/storage/downloads/HEWI_950_22_20050_en.pdf
950.22.20090 | HEWI L-shaped support rail | L-shaped support rail System 800 K - rails joined at a flat (obtuse) angle - for holding on to and providing support - made of high-quality polyamide in HEWI colour 98 (signal white) or 99 (pure white) - with continuous, corrosion resistant steel core - centre-to-centre 264 mm, 295 mm and 169 mm, angle 135°, 90 mm deep, diameter of rail 33 mm - increased stability through 3 mounting supports - wall connection with discreet supports (diameter 18 mm) perpendicular to wall and flat roses - rose diameter 80 mm, cap height 13 mm - easy installation due to individually installed mounting plates made of high-quality stainless steel for hanging the L-shaped support rail - can be mounted in left hand or right hand position - including non-corrosive HEWI fixing material. Article no.: HEWI 950.22.20090 | https://catalog.hewi.com/en/p/9502220090 | https://catalog.hewi.com/storage/downloads/HEWI_950_22_20090_en.pdf
950.22.20091 | HEWI L-shaped support rail | L-shaped support rail System 800 K - rails joined at a flat (obtuse) angle - for holding on to and providing support - L-shaped support rail made of high-quality polyamide according to HEWI colour chart - supports and roses made of high-quality polyamide in HEWI colour 98 (signal white) - with continuous, corrosion resistant steel core - centre-to-centre 264 mm, 295 mm and 169 mm, angle 135°, 90 mm deep, diameter of rail 33 mm - increased stability through 3 mounting supports - wall connection with discreet supports (diameter 18 mm) perpendicular to wall and flat roses - rose diameter 80 mm, cap height 13 mm - easy installation due to individually installed mounting plates made of high-quality stainless steel for hanging the L-shaped support rail - can be mounted in left hand or right hand position - including non-corrosive HEWI fixing material. Article no.: HEWI 950.22.20091 | https://catalog.hewi.com/en/p/9502220091 | https://catalog.hewi.com/storage/downloads/HEWI_950_22_20091_en.pdf
950.22.20099 | HEWI L-shaped support rail | L-shaped support rail System 800 K - rails joined at a flat (obtuse) angle - for holding on to and providing support - L-shaped support rail made of high-quality polyamide according to HEWI colour chart - supports and roses made of high-quality polyamide in the HEWI colour 99 (pure white) - with continuous, corrosion resistant steel core - centre-to-centre 264 mm, 295 mm and 169 mm, angle 135°, 90 mm deep, diameter of rail 33 mm - increased stability through 3 mounting supports - wall connection with discreet supports (diameter 18 mm) perpendicular to wall and flat roses - rose diameter 80 mm, cap height 13 mm - easy installation due to individually installed mounting plates made of high-quality stainless steel for hanging the L-shaped support rail - can be mounted in left hand or right hand position - including non-corrosive HEWI fixing material. Article no.: HEWI 950.22.20099 | https://catalog.hewi.com/en/p/9502220099 | https://catalog.hewi.com/storage/downloads/HEWI_950_22_20099_en.pdf
950.30.11001 | HEWI Bath towel shelf | Bath towel rack - mitred bath towel rack - made of brass tube, matt black coated, diameter 18 mm - 644 mm wide, 260 mm deep - for wall mounting, concealed fixing - including corrosion-free HEWI fixing material Article no.: HEWI 950.30.11001 | https://catalog.hewi.com/en/p/9503011001 | https://catalog.hewi.com/storage/downloads/HEWI_950_30_11001_en.pdf
950.30.11040 | HEWI Bath towel shelf | Bath towel shelf - bath towel shelf mitred joined - made of brass tube, high quality chrome plated, diameter 18 mm - 644 mm wide, 260 mm deep - for wall mounting, concealed mounting - Including non-corrosive HEWI fixing material Article no.: HEWI 950.30.11040 | https://catalog.hewi.com/en/p/9503011040 | https://catalog.hewi.com/storage/downloads/HEWI_950_30_11040_en.pdf
950.33.10051 | HEWI Rail with shower head holder WARM TOUCH | Rail with shower head holder - vertical rail with supports perpendicular to the wall and roses, with shower head holder - made of high-quality chrome-look coated polyamide that is warm to touch - shower head holder made of high-quality polyamide in HEWI colour 98 (signal white) - with continuous, corrosion resistant steel core - outside dimension 600 mm - rail diameter 33 mm, 90 mm deep - wall connection with discreet supports (diameter 18 mm) perpendicular to wall and flat roses - rose diameter 80 mm, cap height 13 mm - shower head holder can be continuously tilted and, after pulling or pushing a large lever, its height can be adjusted - conical adapter on shower head holder makes it easier to hook in the handheld shower head - suitable for shower heads of various manufacturers - easy installation due to individually installed mounting plates made of high-quality stainless steel for hanging the shower head rail - fixing with grub screw located on the underside of the rose - including non-corrosive HEWI fixing material Article no.: HEWI 950.33.10051 | https://catalog.hewi.com/en/p/9503310051 | https://catalog.hewi.com/storage/downloads/HEWI_950_33_10051_en.pdf
950.33.10054 | HEWI Rail with shower head holder WARM TOUCH | Rail with shower head holder - vertical rail with supports perpendicular to the wall and roses, with shower head holder - made of high-quality chrome-look coated polyamide that is warm to touch - shower head holder made of high-quality polyamide in HEWI colour 92 (anthracite grey) - with continuous, corrosion resistant steel core - outside dimension 600 mm - rail diameter 33 mm, 90 mm deep - wall connection with discreet supports (diameter 18 mm) perpendicular to wall and flat roses - rose diameter 80 mm, cap height 13 mm - shower head holder can be continuously tilted and, after pulling or pushing a large lever, its height can be adjusted - conical adapter on shower head holder makes it easier to hook in the handheld shower head - suitable for shower heads of various manufacturers - easy installation due to individually installed mounting plates made of high-quality stainless steel for hanging the shower head rail - fixing with grub screw located on the underside of the rose - including non-corrosive HEWI fixing material Article no.: HEWI 950.33.10054 | https://catalog.hewi.com/en/p/9503310054 | https://catalog.hewi.com/storage/downloads/HEWI_950_33_10054_en.pdf
950.33.10090 | HEWI Rail with shower head holder | System 800 K Rail with shower head holder - vertical rail with supports perpendicular to the wall and roses, with shower head holder - made of high-quality polyamide in HEWI colour 98 (signal white) or 99 (pure white) - shower head holder with black gripping zone - with continuous, corrosion resistant steel core - outside dimension 600 mm - rail diameter 33 mm, 90 mm deep - wall connection with discreet supports (diameter 18 mm) perpendicular to wall and flat roses - rose diameter 80 mm, cap height 13 mm - shower head holder can be continuously tilted and, after pulling or pushing a large lever, its height can be adjusted - conical adapter on shower head holder makes it easier to hook in the handheld shower head - suitable for shower heads of various manufacturers - easy installation due to individually installed mounting plates made of high-quality stainless steel for hanging the shower head rail - including non-corrosive HEWI fixing material. Article no.: HEWI 950.33.10090 | https://catalog.hewi.com/en/p/9503310090 | https://catalog.hewi.com/storage/downloads/HEWI_950_33_10090_en.pdf
950.33.10091 | HEWI Rail with shower head holder | System 800 K Rail with shower head holder - vertical rail with supports perpendicular to the wall and roses, with shower head holder - rail with shower head holder made of high-quality polyamide - vertical rail and gripping area of the shower head holder according to HEWI colour chart - shower head holder, supports and roses made of high-quality polyamide in the HEWI colour 98 (signal white) - with continuous, corrosion resistant steel core - outside dimension 600 mm - rail diameter 33 mm, 90 mm deep - wall connection with discreet supports (diameter 18 mm) perpendicular to wall and flat roses - rose diameter 80 mm, cap height 13 mm - shower head holder can be continuously tilted and, after pulling or pushing a large lever, its height can be adjusted - conical adapter on shower head holder makes it easier to hook in the handheld shower head - suitable for shower heads of various manufacturers - easy installation due to individually installed mounting plates made of high-quality stainless steel for hanging the shower head rail - including non-corrosive HEWI fixing material. Article no.: HEWI 950.33.10091 | https://catalog.hewi.com/en/p/9503310091 | https://catalog.hewi.com/storage/downloads/HEWI_950_33_10091_en.pdf
950.33.10099 | HEWI Rail with shower head holder | System 800 K Rail with shower head holder - vertical rail with supports perpendicular to the wall and roses, with shower head holder - rail with shower head holder made of high-quality polyamide - vertical rail and gripping area of the shower head holder according to HEWI colour chart - shower head holder, supports and roses made of high-quality polyamide in the HEWI colour 99 (pure white) - with continuous, corrosion resistant steel core - outside dimension 600 mm - rail diameter 33 mm, 90 mm deep - wall connection with discreet supports (diameter 18 mm) perpendicular to wall and flat roses - rose diameter 80 mm, cap height 13 mm - shower head holder can be continuously tilted and, after pulling or pushing a large lever, its height can be adjusted - conical adapter on shower head holder makes it easier to hook in the handheld shower head - suitable for shower heads of various manufacturers - easy installation due to individually installed mounting plates made of high-quality stainless steel for hanging the shower head rail - including non-corrosive HEWI fixing material. Article no.: HEWI 950.33.10099 | https://catalog.hewi.com/en/p/9503310099 | https://catalog.hewi.com/storage/downloads/HEWI_950_33_10099_en.pdf
950.33.11051 | HEWI Rail with shower head holder WARM TOUCH | Rail with shower head holder - vertical rail with supports perpendicular to the wall and roses, with shower head holder - made of high-quality chrome-look coated polyamide that is warm to touch - shower head holder made of high-quality polyamide in HEWI colour 98 (signal white) - with continuous, corrosion resistant steel core - outside dimension 900 mm - rail diameter 33 mm, 90 mm deep - wall connection with discreet supports (diameter 18 mm) perpendicular to wall and flat roses - rose diameter 80 mm, cap height 13 mm - shower head holder can be continuously tilted and, after pulling or pushing a large lever, its height can be adjusted - conical adapter on shower head holder makes it easier to hook in the handheld shower head - suitable for shower heads of various manufacturers - easy installation due to individually installed mounting plates made of high-quality stainless steel for hanging the shower head rail - fixing with grub screw located on the underside of the rose - including non-corrosive HEWI fixing material Article no.: HEWI 950.33.11051 | https://catalog.hewi.com/en/p/9503311051 | https://catalog.hewi.com/storage/downloads/HEWI_950_33_11051_en.pdf
950.33.11054 | HEWI Rail with shower head holder WARM TOUCH | Rail with shower head holder - vertical rail with supports perpendicular to the wall and roses, with shower head holder - made of high-quality chrome-look coated polyamide that is warm to touch - shower head holder made of high-quality polyamide in HEWI colour 92 (anthracite grey) - with continuous, corrosion resistant steel core - outside dimension 900 mm - rail diameter 33 mm, 90 mm deep - wall connection with discreet supports (diameter 18 mm) perpendicular to wall and flat roses - rose diameter 80 mm, cap height 13 mm - shower head holder can be continuously tilted and, after pulling or pushing a large lever, its height can be adjusted - conical adapter on shower head holder makes it easier to hook in the handheld shower head - suitable for shower heads of various manufacturers - easy installation due to individually installed mounting plates made of high-quality stainless steel for hanging the shower head rail - fixing with grub screw located on the underside of the rose - including non-corrosive HEWI fixing material Article no.: HEWI 950.33.11054 | https://catalog.hewi.com/en/p/9503311054 | https://catalog.hewi.com/storage/downloads/HEWI_950_33_11054_en.pdf
950.33.11090 | HEWI Rail with shower head holder | System 800 K Rail with shower head holder - vertical rail with supports perpendicular to the wall and roses, with shower head holder - made of high-quality polyamide in HEWI colour 98 (signal white) or 99 (pure white) - shower head holder with black gripping zone - with continuous, corrosion resistant steel core - outside dimension 900 mm - rail diameter 33 mm, 90 mm deep - wall connection with discreet supports (diameter 18 mm) perpendicular to wall and flat roses - rose diameter 80 mm, cap height 13 mm - shower head holder can be continuously tilted and, after pulling or pushing a large lever, its height can be adjusted - conical adapter on shower head holder makes it easier to hook in the handheld shower head - suitable for shower heads of various manufacturers - easy installation due to individually installed mounting plates made of high-quality stainless steel for hanging the shower head rail - including non-corrosive HEWI fixing material. Article no.: HEWI 950.33.11090 | https://catalog.hewi.com/en/p/9503311090 | https://catalog.hewi.com/storage/downloads/HEWI_950_33_11090_en.pdf
950.33.11091 | HEWI Rail with shower head holder | System 800 K Rail with shower head holder - vertical rail with supports perpendicular to the wall and roses, with shower head holder - rail with shower head holder made of high-quality polyamide - vertical rail and gripping area of the shower head holder according to HEWI colour chart - shower head holder, supports and roses made of high-quality polyamide in the HEWI colour 98 (signal white) - with continuous, corrosion resistant steel core - outside dimension 900 mm - rail diameter 33 mm, 90 mm deep - wall connection with discreet supports (diameter 18 mm) perpendicular to wall and flat roses - rose diameter 80 mm, cap height 13 mm - shower head holder can be continuously tilted and, after pulling or pushing a large lever, its height can be adjusted - conical adapter on shower head holder makes it easier to hook in the handheld shower head - suitable for shower heads of various manufacturers - easy installation due to individually installed mounting plates made of high-quality stainless steel for hanging the shower head rail - including non-corrosive HEWI fixing material. Article no.: HEWI 950.33.11091 | https://catalog.hewi.com/en/p/9503311091 | https://catalog.hewi.com/storage/downloads/HEWI_950_33_11091_en.pdf
950.33.11099 | HEWI Rail with shower head holder | System 800 K Rail with shower head holder - vertical rail with supports perpendicular to the wall and roses, with shower head holder - rail with shower head holder made of high-quality polyamide - vertical rail and gripping area of the shower head holder according to HEWI colour chart - shower head holder, supports and roses made of high-quality polyamide in the HEWI colour 99 (pure white) - with continuous, corrosion resistant steel core - outside dimension 900 mm - rail diameter 33 mm, 90 mm deep - wall connection with discreet supports (diameter 18 mm) perpendicular to wall and flat roses - rose diameter 80 mm, cap height 13 mm - shower head holder can be continuously tilted and, after pulling or pushing a large lever, its height can be adjusted - conical adapter on shower head holder makes it easier to hook in the handheld shower head - suitable for shower heads of various manufacturers - easy installation due to individually installed mounting plates made of high-quality stainless steel for hanging the shower head rail - including non-corrosive HEWI fixing material. Article no.: HEWI 950.33.11099 | https://catalog.hewi.com/en/p/9503311099 | https://catalog.hewi.com/storage/downloads/HEWI_950_33_11099_en.pdf
950.33.12051 | HEWI Rail with shower head holder WARM TOUCH | Rail with shower head holder - vertical rail with supports perpendicular to the wall and roses, with shower head holder - made of high-quality chrome-look coated polyamide that is warm to touch - shower head holder made of high-quality polyamide in HEWI colour 98 (signal white) - with continuous, corrosion resistant steel core - outside dimension 1100 mm - rail diameter 33 mm, 90 mm deep - wall connection with discreet supports (diameter 18 mm) perpendicular to wall and flat roses - rose diameter 80 mm, cap height 13 mm - shower head holder can be continuously tilted and, after pulling or pushing a large lever, its height can be adjusted - conical adapter on shower head holder makes it easier to hook in the handheld shower head - suitable for shower heads of various manufacturers - easy installation due to individually installed mounting plates made of high-quality stainless steel for hanging the shower head rail - fixing with grub screw located on the underside of the rose - including non-corrosive HEWI fixing material Article no.: HEWI 950.33.12051 | https://catalog.hewi.com/en/p/9503312051 | https://catalog.hewi.com/storage/downloads/HEWI_950_33_12051_en.pdf
950.33.12054 | HEWI Rail with shower head holder WARM TOUCH | Rail with shower head holder - vertical rail with supports perpendicular to the wall and roses, with shower head holder - made of high-quality chrome-look coated polyamide that is warm to touch - shower head holder made of high-quality polyamide in HEWI colour 92 (anthracite grey) - with continuous, corrosion resistant steel core - outside dimension 1100 mm - rail diameter 33 mm, 90 mm deep - wall connection with discreet supports (diameter 18 mm) perpendicular to wall and flat roses - rose diameter 80 mm, cap height 13 mm - shower head holder can be continuously tilted and, after pulling or pushing a large lever, its height can be adjusted - conical adapter on shower head holder makes it easier to hook in the handheld shower head - suitable for shower heads of various manufacturers - easy installation due to individually installed mounting plates made of high-quality stainless steel for hanging the shower head rail - fixing with grub screw located on the underside of the rose - including non-corrosive HEWI fixing material Article no.: HEWI 950.33.12054 | https://catalog.hewi.com/en/p/9503312054 | https://catalog.hewi.com/storage/downloads/HEWI_950_33_12054_en.pdf
950.33.12090 | HEWI Rail with shower head holder | System 800 K Rail with shower head holder - vertical rail with supports perpendicular to the wall and roses, with shower head holder - made of high-quality polyamide in HEWI colour 98 (signal white) or 99 (pure white) - shower head holder with black gripping zone - with continuous, corrosion resistant steel core - outside dimension 1100 mm - rail diameter 33 mm, 90 mm deep - wall connection with discreet supports (diameter 18 mm) perpendicular to wall and flat roses - rose diameter 80 mm, cap height 13 mm - shower head holder can be continuously tilted and, after pulling or pushing a large lever, its height can be adjusted - conical adapter on shower head holder makes it easier to hook in the handheld shower head - suitable for shower heads of various manufacturers - easy installation due to individually installed mounting plates made of high-quality stainless steel for hanging the shower head rail - including non-corrosive HEWI fixing material. Article no.: HEWI 950.33.12090 | https://catalog.hewi.com/en/p/9503312090 | https://catalog.hewi.com/storage/downloads/HEWI_950_33_12090_en.pdf
950.33.12091 | HEWI Rail with shower head holder | System 800 K Rail with shower head holder - vertical rail with supports perpendicular to the wall and roses, with shower head holder - rail with shower head holder made of high-quality polyamide - vertical rail and gripping area of the shower head holder according to HEWI colour chart - shower head holder, supports and roses made of high-quality polyamide in the HEWI colour 98 (signal white) - with continuous, corrosion resistant steel core - outside dimension 1100 mm - rail diameter 33 mm, 90 mm deep - wall connection with discreet supports (diameter 18 mm) perpendicular to wall and flat roses - rose diameter 80 mm, cap height 13 mm - shower head holder can be continuously tilted and, after pulling or pushing a large lever, its height can be adjusted - conical adapter on shower head holder makes it easier to hook in the handheld shower head - suitable for shower heads of various manufacturers - easy installation due to individually installed mounting plates made of high-quality stainless steel for hanging the shower head rail - including non-corrosive HEWI fixing material. Article no.: HEWI 950.33.12091 | https://catalog.hewi.com/en/p/9503312091 | https://catalog.hewi.com/storage/downloads/HEWI_950_33_12091_en.pdf
950.33.12099 | HEWI Rail with shower head holder | System 800 K Rail with shower head holder - vertical rail with supports perpendicular to the wall and roses, with shower head holder - rail with shower head holder made of high-quality polyamide - vertical rail and gripping area of the shower head holder according to HEWI colour chart - shower head holder, supports and roses made of high-quality polyamide in the HEWI colour 99 (pure white) - with continuous, corrosion resistant steel core - outside dimension 1100 mm - rail diameter 33 mm, 90 mm deep - wall connection with discreet supports (diameter 18 mm) perpendicular to wall and flat roses - rose diameter 80 mm, cap height 13 mm - shower head holder can be continuously tilted and, after pulling or pushing a large lever, its height can be adjusted - conical adapter on shower head holder makes it easier to hook in the handheld shower head - suitable for shower heads of various manufacturers - easy installation due to individually installed mounting plates made of high-quality stainless steel for hanging the shower head rail - including non-corrosive HEWI fixing material. Article no.: HEWI 950.33.12099 | https://catalog.hewi.com/en/p/9503312099 | https://catalog.hewi.com/storage/downloads/HEWI_950_33_12099_en.pdf
950.33.1S90 | HEWI Rail with shower head holder, special length | System 800 K Rail with shower head holder - vertical rail with supports perpendicular to the wall and roses, with shower head holder - made of high-quality polyamide in HEWI colour 98 (signal white) or 99 (pure white) - shower head holder with black gripping zone - with continuous, corrosion resistant steel core - length made-to-measure from 600 mm to 1250 mm - rail diameter 33 mm, 90 mm deep - wall connection with discreet supports (diameter 18 mm) perpendicular to wall and flat roses - rose diameter 80 mm, cap height 13 mm - shower head holder can be continuously tilted and, after pulling or pushing a large lever, its height can be adjusted - conical adapter on shower head holder makes it easier to hook in the handheld shower head - suitable for shower heads of various manufacturers - easy installation due to individually installed mounting plates made of high-quality stainless steel for hanging the shower head rail - including non-corrosive HEWI fixing material. Article no.: HEWI 950.33.1S90 | https://catalog.hewi.com/en/p/950331S90 | https://catalog.hewi.com/storage/downloads/HEWI_950_33_1S90_en.pdf
950.33.1S91 | HEWI Rail with shower head holder, special length | System 800 K Rail with shower head holder - vertical rail with supports perpendicular to the wall and roses, with shower head holder - rail with shower head holder made of high-quality polyamide - vertical rail and gripping area of the shower head holder according to HEWI colour chart - shower head holder, supports and roses made of high-quality polyamide in the HEWI colour 98 (signal white) - with continuous, corrosion resistant steel core - length made-to-measure from 600 mm to 1250 mm - rail diameter 33 mm, 90 mm deep - wall connection with discreet supports (diameter 18 mm) perpendicular to wall and flat roses - rose diameter 80 mm, cap height 13 mm - shower head holder can be continuously tilted and, after pulling or pushing a large lever, its height can be adjusted - conical adapter on shower head holder makes it easier to hook in the handheld shower head - suitable for shower heads of various manufacturers - easy installation due to individually installed mounting plates made of high-quality stainless steel for hanging the shower head rail - including non-corrosive HEWI fixing material. Article no.: HEWI 950.33.1S91 | https://catalog.hewi.com/en/p/950331S91 | https://catalog.hewi.com/storage/downloads/HEWI_950_33_1S91_en.pdf
950.33.1S99 | HEWI Rail with shower head holder, special length | System 800 K Rail with shower head holder - vertical rail with supports perpendicular to the wall and roses, with shower head holder - rail with shower head holder made of high-quality polyamide - vertical rail and gripping area of the shower head holder according to HEWI colour chart - shower head holder, supports and roses made of high-quality polyamide in the HEWI colour 99 (pure white) - with continuous, corrosion resistant steel core - length made-to-measure from 600 mm to 1250 mm - rail diameter 33 mm, 90 mm deep - wall connection with discreet supports (diameter 18 mm) perpendicular to wall and flat roses - rose diameter 80 mm, cap height 13 mm - shower head holder can be continuously tilted and, after pulling or pushing a large lever, its height can be adjusted - conical adapter on shower head holder makes it easier to hook in the handheld shower head - suitable for shower heads of various manufacturers - easy installation due to individually installed mounting plates made of high-quality stainless steel for hanging the shower head rail - including non-corrosive HEWI fixing material. Article no.: HEWI 950.33.1S99 | https://catalog.hewi.com/en/p/950331S99 | https://catalog.hewi.com/storage/downloads/HEWI_950_33_1S99_en.pdf
950.33.20051 | HEWI L-shaped support rail with shower head holder WARM TOUCH | L-shaped support rail with shower head holder - vertical and horizontal rails joined to form an L-shape, with shower head holder - made of high-quality chrome-look coated polyamide that is warm to touch - shower head holder made of high-quality polyamide in HEWI colour 98 (signal white) - with continuous, corrosion resistant steel core - vertical length 900 mm, horizontal length 400 mm, 90 mm deep, rail diameter 33 mm - wall connection with discreet supports (diameter 18 mm) perpendicular to wall and flat roses - rose diameter 80 mm, cap height 13 mm - shower head holder can be continuously tilted and, after pulling or pushing a large lever, its height can be adjusted - conical adapter on shower head holder makes it easier to hook in the handheld shower head - suitable for shower heads of various manufacturers - easy installation due to individually installed mounting plates made of high-quality stainless steel for hanging the L-shaped support rail - fixing with grub screw located on the underside of the rose - can be mounted in left hand or right hand position - including non-corrosive HEWI fixing material - Please note when using with hanging seats: Compatibility check required. - A detailed list of possible combinations of hand rails, L-shaped rails and shower handrails with matching hanging seats can be found in our online catalogue in the download area of the respective product. Article no.: HEWI 950.33.20051 | https://catalog.hewi.com/en/p/9503320051 | https://catalog.hewi.com/storage/downloads/HEWI_950_33_20051_en.pdf
950.33.20054 | HEWI L-shaped support rail with shower head holder WARM TOUCH | L-shaped support rail with shower head holder - vertical and horizontal rails joined to form an L-shape, with shower head holder - made of high-quality chrome-look coated polyamide that is warm to touch - shower head holder made of high-quality polyamide in HEWI colour 92 (anthracite grey) - with continuous, corrosion resistant steel core - vertical length 900 mm, horizontal length 400 mm, 90 mm deep, rail diameter 33 mm - wall connection with discreet supports (diameter 18 mm) perpendicular to wall and flat roses - rose diameter 80 mm, cap height 13 mm - shower head holder can be continuously tilted and, after pulling or pushing a large lever, its height can be adjusted - conical adapter on shower head holder makes it easier to hook in the handheld shower head - suitable for shower heads of various manufacturers - easy installation due to individually installed mounting plates made of high-quality stainless steel for hanging the L-shaped support rail - fixing with grub screw located on the underside of the rose - can be mounted in left hand or right hand position - including non-corrosive HEWI fixing material - Please note when using with hanging seats: Compatibility check required. - A detailed list of possible combinations of hand rails, L-shaped rails and shower handrails with matching hanging seats can be found in our online catalogue in the download area of the respective product. Article no.: HEWI 950.33.20054 | https://catalog.hewi.com/en/p/9503320054 | https://catalog.hewi.com/storage/downloads/HEWI_950_33_20054_en.pdf
950.33.21051 | HEWI L-shaped support rail with shower head holder WARM TOUCH | L-shaped support rail with shower head holder - vertical and horizontal rails joined to form an L-shape, with shower head holder - made of high-quality chrome-look coated polyamide that is warm to touch - shower head holder made of high-quality polyamide in HEWI colour 98 (signal white) - with continuous, corrosion resistant steel core - vertical length 1100 mm, horizontal length 600 mm, 90 mm deep, rail diameter 33 mm - wall connection with discreet supports (diameter 18 mm) perpendicular to wall and flat roses - rose diameter 80 mm, cap height 13 mm - shower head holder can be continuously tilted and, after pulling or pushing a large lever, its height can be adjusted - conical adapter on shower head holder makes it easier to hook in the handheld shower head - suitable for shower heads of various manufacturers - easy installation due to individually installed mounting plates made of high-quality stainless steel for hanging the L-shaped support rail - fixing with grub screw located on the underside of the rose - can be mounted in left hand or right hand position - including non-corrosive HEWI fixing material - fulfils the ÖNORM B1600/1601 and SIA 500 requirements - Please note when using with hanging seats: Compatibility check required. - A detailed list of possible combinations of hand rails, L-shaped rails and shower handrails with matching hanging seats can be found in our online catalogue in the download area of the respective product. Article no.: HEWI 950.33.21051 | https://catalog.hewi.com/en/p/9503321051 | https://catalog.hewi.com/storage/downloads/HEWI_950_33_21051_en.pdf
950.33.21054 | HEWI L-shaped support rail with shower head holder WARM TOUCH | L-shaped support rail with shower head holder - vertical and horizontal rails joined to form an L-shape, with shower head holder - made of high-quality chrome-look coated polyamide that is warm to touch - shower head holder made of high-quality polyamide in HEWI colour 92 (anthracite grey) - with continuous, corrosion resistant steel core - vertical length 1100 mm, horizontal length 600 mm, 90 mm deep, rail diameter 33 mm - wall connection with discreet supports (diameter 18 mm) perpendicular to wall and flat roses - rose diameter 80 mm, cap height 13 mm - shower head holder can be continuously tilted and, after pulling or pushing a large lever, its height can be adjusted - conical adapter on shower head holder makes it easier to hook in the handheld shower head - suitable for shower heads of various manufacturers - easy installation due to individually installed mounting plates made of high-quality stainless steel for hanging the L-shaped support rail - fixing with grub screw located on the underside of the rose - can be mounted in left hand or right hand position - including non-corrosive HEWI fixing material - fulfils the ÖNORM B1600/1601 and SIA 500 requirements - Please note when using with hanging seats: Compatibility check required. - A detailed list of possible combinations of hand rails, L-shaped rails and shower handrails with matching hanging seats can be found in our online catalogue in the download area of the respective product. Article no.: HEWI 950.33.21054 | https://catalog.hewi.com/en/p/9503321054 | https://catalog.hewi.com/storage/downloads/HEWI_950_33_21054_en.pdf
950.33.21090 | HEWI L-shaped support rail with shower head holder | L-shaped support rail with shower head holder System 800 K - vertical and horizontal rails joined to form an L-shape, with shower head holder - made of high-quality polyamide in HEWI colours 98 (signal white) or 99 (pure white) - shower head holder with black gripping zone - with continuous, corrosion resistant steel core - vertical length 1100 mm, horizontal length 600 mm, 90 mm deep, rail diameter 33 mm - wall connection with discreet supports (diameter 18 mm) perpendicular to wall and flat roses - rose diameter 80 mm, cap height 13 mm - shower head holder can be continuously tilted and, after pulling or pushing a large lever, its height can be adjusted - conical adapter on shower head holder makes it easier to hook in the handheld shower head - suitable for shower heads of various manufacturers - easy installation due to individually installed mounting plates made of high-quality stainless steel for hanging the L-shaped support rail - can be mounted in left hand or right hand position - including non-corrosive HEWI fixing material. - fulfils the ÖNORM B1600/1601 and SIA 500 requirements - Please note when using with hanging seats: Compatibility check required. - A detailed list of possible combinations of hand rails, L-shaped rails and shower handrails with matching hanging seats can be found in our online catalogue in the download area of the respective product. Article no.: HEWI 950.33.21090 | https://catalog.hewi.com/en/p/9503321090 | https://catalog.hewi.com/storage/downloads/HEWI_950_33_21090_en.pdf
950.33.21091 | HEWI L-shaped support rail with shower head holder | L-shaped support rail with shower head holder System 800 K - vertical and horizontal rails joined to form an L-shape, with shower head holder - L-shaped support rail made of high-quality polyamide - rail and gripping area of the shower head holder according to HEWI colour chart - shower head holder, supports and roses made of high-quality polyamide in the HEWI colour 98 (signal white) - with continuous, corrosion resistant steel core - vertical length 1100 mm, horizontal length 600 mm, 90 mm deep, rail diameter 33 mm - wall connection with discreet supports (diameter 18 mm) perpendicular to wall and flat roses - rose diameter 80 mm, cap height 13 mm - shower head holder can be continuously tilted and, after pulling or pushing a large lever, its height can be adjusted - conical adapter on shower head holder makes it easier to hook in the handheld shower head - suitable for shower heads of various manufacturers - easy installation due to individually installed mounting plates made of high-quality stainless steel for hanging the L-shaped support rail - can be mounted in left hand or right hand position - including non-corrosive HEWI fixing material. - fulfils the ÖNORM B1600/1601 and SIA 500 requirements - Please note when using with hanging seats: Compatibility check required. - A detailed list of possible combinations of hand rails, L-shaped rails and shower handrails with matching hanging seats can be found in our online catalogue in the download area of the respective product. Article no.: HEWI 950.33.21091 | https://catalog.hewi.com/en/p/9503321091 | https://catalog.hewi.com/storage/downloads/HEWI_950_33_21091_en.pdf
950.33.21099 | HEWI L-shaped support rail with shower head holder | L-shaped support rail with shower head holder System 800 K - vertical and horizontal rails joined to form an L-shape, with shower head holder - L-shaped support rail made of high-quality polyamide - rail and gripping area of the shower head holder according to HEWI colour chart - shower head holder, supports and roses made of high-quality polyamide in the HEWI colour 99 (pure white) - with continuous, corrosion resistant steel core - vertical length 1100 mm, horizontal length 600 mm, 90 mm deep, rail diameter 33 mm - wall connection with discreet supports (diameter 18 mm) perpendicular to wall and flat roses - rose diameter 80 mm, cap height 13 mm - shower head holder can be continuously tilted and, after pulling or pushing a large lever, its height can be adjusted - conical adapter on shower head holder makes it easier to hook in the handheld shower head - suitable for shower heads of various manufacturers - easy installation due to individually installed mounting plates made of high-quality stainless steel for hanging the L-shaped support rail - can be mounted in left hand or right hand position - including non-corrosive HEWI fixing material. - fulfils the ÖNORM B1600/1601 and SIA 500 requirements - Please note when using with hanging seats: Compatibility check required. - A detailed list of possible combinations of hand rails, L-shaped rails and shower handrails with matching hanging seats can be found in our online catalogue in the download area of the respective product. Article no.: HEWI 950.33.21099 | https://catalog.hewi.com/en/p/9503321099 | https://catalog.hewi.com/storage/downloads/HEWI_950_33_21099_en.pdf
950.33.22051 | HEWI L-shaped support rail with shower head holder WARM TOUCH | L-shaped support rail with shower head holder - vertical and horizontal rails joined to form an L-shape, with shower head holder - made of high-quality chrome-look coated polyamide that is warm to touch - shower head holder made of high-quality polyamide in HEWI colour 98 (signal white) - with continuous, corrosion resistant steel core - vertical length 1250 mm, horizontal length 600 mm, 90 mm deep, rail diameter 33 mm - wall connection with discreet supports (diameter 18 mm) perpendicular to wall and flat roses - rose diameter 80 mm, cap height 13 mm - shower head holder can be continuously tilted and, after pulling or pushing a large lever, its height can be adjusted - conical adapter on shower head holder makes it easier to hook in the handheld shower head - suitable for shower heads of various manufacturers - easy installation due to individually installed mounting plates made of high-quality stainless steel for hanging the L-shaped support rail - fixing with grub screw located on the underside of the rose - can be mounted in left hand or right hand position - including non-corrosive HEWI fixing material - fulfils the ÖNORM B1600/1601 and SIA 500 requirements - Please note when using with hanging seats: Compatibility check required. - A detailed list of possible combinations of hand rails, L-shaped rails and shower handrails with matching hanging seats can be found in our online catalogue in the download area of the respective product. Article no.: HEWI 950.33.22051 | https://catalog.hewi.com/en/p/9503322051 | https://catalog.hewi.com/storage/downloads/HEWI_950_33_22051_en.pdf
950.33.22054 | HEWI L-shaped support rail with shower head holder WARM TOUCH | L-shaped support rail with shower head holder - vertical and horizontal rails joined to form an L-shape, with shower head holder - made of high-quality chrome-look coated polyamide that is warm to touch - shower head holder made of high-quality polyamide in HEWI colour 92 (anthracite grey) - with continuous, corrosion resistant steel core - vertical length 1250 mm, horizontal length 600 mm, 90 mm deep, rail diameter 33 mm - wall connection with discreet supports (diameter 18 mm) perpendicular to wall and flat roses - rose diameter 80 mm, cap height 13 mm - shower head holder can be continuously tilted and, after pulling or pushing a large lever, its height can be adjusted - conical adapter on shower head holder makes it easier to hook in the handheld shower head - suitable for shower heads of various manufacturers - easy installation due to individually installed mounting plates made of high-quality stainless steel for hanging the L-shaped support rail - fixing with grub screw located on the underside of the rose - can be mounted in left hand or right hand position - including non-corrosive HEWI fixing material - fulfils the ÖNORM B1600/1601 and SIA 500 requirements - Please note when using with hanging seats: Compatibility check required. - A detailed list of possible combinations of hand rails, L-shaped rails and shower handrails with matching hanging seats can be found in our online catalogue in the download area of the respective product. Article no.: HEWI 950.33.22054 | https://catalog.hewi.com/en/p/9503322054 | https://catalog.hewi.com/storage/downloads/HEWI_950_33_22054_en.pdf
950.33.22090 | HEWI L-shaped support rail with shower head holder | L-shaped support rail with shower head holder System 800 K - vertical and horizontal rails joined to form an L-shape, with shower head holder - made of high-quality polyamide in HEWI colours 98 (signal white) or 99 (pure white) - shower head holder with black gripping zone - with continuous, corrosion resistant steel core - vertical length 1250 mm, horizontal length 600 mm, 90 mm deep, rail diameter 33 mm - wall connection with discreet supports (diameter 18 mm) perpendicular to wall and flat roses - rose diameter 80 mm, cap height 13 mm - shower head holder can be continuously tilted and, after pulling or pushing a large lever, its height can be adjusted - conical adapter on shower head holder makes it easier to hook in the handheld shower head - suitable for shower heads of various manufacturers - easy installation due to individually installed mounting plates made of high-quality stainless steel for hanging the L-shaped support rail - can be mounted in left hand or right hand position - including non-corrosive HEWI fixing material. - fulfils the ÖNORM B1600/1601 and SIA 500 requirements - Please note when using with hanging seats: Compatibility check required. - A detailed list of possible combinations of hand rails, L-shaped rails and shower handrails with matching hanging seats can be found in our online catalogue in the download area of the respective product. Article no.: HEWI 950.33.22090 | https://catalog.hewi.com/en/p/9503322090 | https://catalog.hewi.com/storage/downloads/HEWI_950_33_22090_en.pdf
950.33.22091 | HEWI L-shaped support rail with shower head holder | L-shaped support rail with shower head holder System 800 K - vertical and horizontal rails joined to form an L-shape, with shower head holder - L-shaped support rail made of high-quality polyamide - rail and gripping area of the shower head holder according to HEWI colour chart - shower head holder, supports and roses made of high-quality polyamide in the HEWI colour 98 (signal white) - with continuous, corrosion resistant steel core - vertical length 1250 mm, horizontal length 600 mm, 90 mm deep, rail diameter 33 mm - wall connection with discreet supports (diameter 18 mm) perpendicular to wall and flat roses - rose diameter 80 mm, cap height 13 mm - shower head holder can be continuously tilted and, after pulling or pushing a large lever, its height can be adjusted - conical adapter on shower head holder makes it easier to hook in the handheld shower head - suitable for shower heads of various manufacturers - easy installation due to individually installed mounting plates made of high-quality stainless steel for hanging the L-shaped support rail - can be mounted in left hand or right hand position - including non-corrosive HEWI fixing material. - fulfils the ÖNORM B1600/1601 and SIA 500 requirements - Please note when using with hanging seats: Compatibility check required. - A detailed list of possible combinations of hand rails, L-shaped rails and shower handrails with matching hanging seats can be found in our online catalogue in the download area of the respective product. Article no.: HEWI 950.33.22091 | https://catalog.hewi.com/en/p/9503322091 | https://catalog.hewi.com/storage/downloads/HEWI_950_33_22091_en.pdf
950.33.22099 | HEWI L-shaped support rail with shower head holder | L-shaped support rail with shower head holder System 800 K - vertical and horizontal rails joined to form an L-shape, with shower head holder - L-shaped support rail made of high-quality polyamide - rail and gripping area of the shower head holder according to HEWI colour chart - shower head holder, supports and roses made of high-quality polyamide in the HEWI colour 99 (pure white) - with continuous, corrosion resistant steel core - vertical length 1250 mm, horizontal length 600 mm, 90 mm deep, rail diameter 33 mm - wall connection with discreet supports (diameter 18 mm) perpendicular to wall and flat roses - rose diameter 80 mm, cap height 13 mm - shower head holder can be continuously tilted and, after pulling or pushing a large lever, its height can be adjusted - conical adapter on shower head holder makes it easier to hook in the handheld shower head - suitable for shower heads of various manufacturers - easy installation due to individually installed mounting plates made of high-quality stainless steel for hanging the L-shaped support rail - can be mounted in left hand or right hand position - including non-corrosive HEWI fixing material. - fulfils the ÖNORM B1600/1601 and SIA 500 requirements - Please note when using with hanging seats: Compatibility check required. - A detailed list of possible combinations of hand rails, L-shaped rails and shower handrails with matching hanging seats can be found in our online catalogue in the download area of the respective product. Article no.: HEWI 950.33.22099 | https://catalog.hewi.com/en/p/9503322099 | https://catalog.hewi.com/storage/downloads/HEWI_950_33_22099_en.pdf
950.33.23051 | HEWI L-shaped support rail with shower head holder WARM TOUCH | L-shaped support rail with shower head holder - vertical and horizontal rails joined to form an L-shape, with shower head holder - made of high-quality chrome-look coated polyamide that is warm to touch - shower head holder made of high-quality polyamide in HEWI colour 98 (signal white) - with continuous, corrosion resistant steel core - vertical length 1100 mm, horizontal length 400 mm, 90 mm deep, rail diameter 33 mm - wall connection with discreet supports (diameter 18 mm) perpendicular to wall and flat roses - rose diameter 80 mm, cap height 13 mm - shower head holder can be continuously tilted and, after pulling or pushing a large lever, its height can be adjusted - conical adapter on shower head holder makes it easier to hook in the handheld shower head - suitable for shower heads of various manufacturers - easy installation due to individually installed mounting plates made of high-quality stainless steel for hanging the L-shaped support rail - fixing with grub screw located on the underside of the rose - can be mounted in left hand or right hand position - including non-corrosive HEWI fixing material - Please note when using with hanging seats: Compatibility check required. - A detailed list of possible combinations of hand rails, L-shaped rails and shower handrails with matching hanging seats can be found in our online catalogue in the download area of the respective product. Article no.: HEWI 950.33.23051 | https://catalog.hewi.com/en/p/9503323051 | https://catalog.hewi.com/storage/downloads/HEWI_950_33_23051_en.pdf
950.33.23054 | HEWI L-shaped support rail with shower head holder WARM TOUCH | L-shaped support rail with shower head holder - vertical and horizontal rails joined to form an L-shape, with shower head holder - made of high-quality chrome-look coated polyamide that is warm to touch - shower head holder made of high-quality polyamide in HEWI colour 92 (anthracite grey) - with continuous, corrosion resistant steel core - vertical length 1100 mm, horizontal length 400 mm, 90 mm deep, rail diameter 33 mm - wall connection with discreet supports (diameter 18 mm) perpendicular to wall and flat roses - rose diameter 80 mm, cap height 13 mm - shower head holder can be continuously tilted and, after pulling or pushing a large lever, its height can be adjusted - conical adapter on shower head holder makes it easier to hook in the handheld shower head - suitable for shower heads of various manufacturers - easy installation due to individually installed mounting plates made of high-quality stainless steel for hanging the L-shaped support rail - fixing with grub screw located on the underside of the rose - can be mounted in left hand or right hand position - including non-corrosive HEWI fixing material - Please note when using with hanging seats: Compatibility check required. - A detailed list of possible combinations of hand rails, L-shaped rails and shower handrails with matching hanging seats can be found in our online catalogue in the download area of the respective product. Article no.: HEWI 950.33.23054 | https://catalog.hewi.com/en/p/9503323054 | https://catalog.hewi.com/storage/downloads/HEWI_950_33_23054_en.pdf
950.33.24051 | HEWI L-shaped support rail with shower head holder WARM TOUCH | L-shaped support rail with shower head holder - vertical and horizontal rails joined to form an L-shape, with shower head holder - made of high-quality chrome-look coated polyamide that is warm to touch - shower head holder made of high-quality polyamide in HEWI colour 98 (signal white) - with continuous, corrosion resistant steel core - vertical length 1250 mm, horizontal length 400 mm, 90 mm deep, rail diameter 33 mm - wall connection with discreet supports (diameter 18 mm) perpendicular to wall and flat roses - rose diameter 80 mm, cap height 13 mm - shower head holder can be continuously tilted and, after pulling or pushing a large lever, its height can be adjusted - conical adapter on shower head holder makes it easier to hook in the handheld shower head - suitable for shower heads of various manufacturers - easy installation due to individually installed mounting plates made of high-quality stainless steel for hanging the L-shaped support rail - fixing with grub screw located on the underside of the rose - can be mounted in left hand or right hand position - including non-corrosive HEWI fixing material - Please note when using with hanging seats: Compatibility check required. - A detailed list of possible combinations of hand rails, L-shaped rails and shower handrails with matching hanging seats can be found in our online catalogue in the download area of the respective product. Article no.: HEWI 950.33.24051 | https://catalog.hewi.com/en/p/9503324051 | https://catalog.hewi.com/storage/downloads/HEWI_950_33_24051_en.pdf
950.33.24054 | HEWI L-shaped support rail with shower head holder WARM TOUCH | L-shaped support rail with shower head holder - vertical and horizontal rails joined to form an L-shape, with shower head holder - made of high-quality chrome-look coated polyamide that is warm to touch - shower head holder made of high-quality polyamide in HEWI colour 92 (anthracite grey) - with continuous, corrosion resistant steel core - vertical length 1250 mm, horizontal length 400 mm, 90 mm deep, rail diameter 33 mm - wall connection with discreet supports (diameter 18 mm) perpendicular to wall and flat roses - rose diameter 80 mm, cap height 13 mm - shower head holder can be continuously tilted and, after pulling or pushing a large lever, its height can be adjusted - conical adapter on shower head holder makes it easier to hook in the handheld shower head - suitable for shower heads of various manufacturers - easy installation due to individually installed mounting plates made of high-quality stainless steel for hanging the L-shaped support rail - fixing with grub screw located on the underside of the rose - can be mounted in left hand or right hand position - including non-corrosive HEWI fixing material - Please note when using with hanging seats: Compatibility check required. - A detailed list of possible combinations of hand rails, L-shaped rails and shower handrails with matching hanging seats can be found in our online catalogue in the download area of the respective product. Article no.: HEWI 950.33.24054 | https://catalog.hewi.com/en/p/9503324054 | https://catalog.hewi.com/storage/downloads/HEWI_950_33_24054_en.pdf
950.33.2S90 | HEWI L-shaped support rail with shower head holder, special length | L-shaped support rail with shower head holder System 800 K - vertical and horizontal rails joined to form an L-shape, with shower head holder - made of high-quality polyamide in HEWI colours 98 (signal white) or 99 (pure white) - shower head holder with black gripping zone - with continuous, corrosion resistant steel core - vertical length made-to-measure from 600 mm to 1250 mm, horizontal length made-to-measure from 300 mm to 850 mm, 90 mm deep, rail diameter 33 mm - wall connection with discreet supports (diameter 18 mm) perpendicular to wall and flat roses - rose diameter 80 mm, cap height 13 mm - shower head holder can be continuously tilted and, after pulling or pushing a large lever, its height can be adjusted - conical adapter on shower head holder makes it easier to hook in the handheld shower head - suitable for shower heads of various manufacturers - easy installation due to individually installed mounting plates made of high-quality stainless steel for hanging the L-shaped support rail - can be mounted in left hand or right hand position - including non-corrosive HEWI fixing material - Please note when using with hanging seats: Compatibility check required. - A detailed list of possible combinations of hand rails, L-shaped rails and shower handrails with matching hanging seats can be found in our online catalogue in the download area of the respective product. Article no.: HEWI 950.33.2S90 | https://catalog.hewi.com/en/p/950332S90 | https://catalog.hewi.com/storage/downloads/HEWI_950_33_2S90_en.pdf
950.33.2S91 | HEWI L-shaped support rail with shower head holder, special length | L-shaped support rail with shower head holder System 800 K - vertical and horizontal rails joined to form an L-shape, with shower head holder - L-shaped support rail made of high-quality polyamide - rail and gripping area of the shower head holder according to HEWI colour chart - shower head holder, supports and roses made of high-quality polyamide in the HEWI colour 98 (signal white) - with continuous, corrosion resistant steel core - vertical length made-to-measure from 600 mm to 1250 mm, horizontal length made-to-measure from 300 mm to 850 mm, 90 mm deep, rail diameter 33 mm - wall connection with discreet supports (diameter 18 mm) perpendicular to wall and flat roses - rose diameter 80 mm, cap height 13 mm - shower head holder can be continuously tilted and, after pulling or pushing a large lever, its height can be adjusted - conical adapter on shower head holder makes it easier to hook in the handheld shower head - suitable for shower heads of various manufacturers - easy installation due to individually installed mounting plates made of high-quality stainless steel for hanging the L-shaped support rail - can be mounted in left hand or right hand position - including non-corrosive HEWI fixing material - Please note when using with hanging seats: Compatibility check required. - A detailed list of possible combinations of hand rails, L-shaped rails and shower handrails with matching hanging seats can be found in our online catalogue in the download area of the respective product. Article no.: HEWI 950.33.2S91 | https://catalog.hewi.com/en/p/950332S91 | https://catalog.hewi.com/storage/downloads/HEWI_950_33_2S91_en.pdf
950.33.2S99 | HEWI L-shaped support rail with shower head holder, special length | L-shaped support rail with shower head holder System 800 K - vertical and horizontal rails joined to form an L-shape, with shower head holder - L-shaped support rail made of high-quality polyamide - rail and gripping area of the shower head holder according to HEWI colour chart - shower head holder, supports and roses made of high-quality polyamide in the HEWI colour 99 (pure white) - with continuous, corrosion resistant steel core - vertical length made-to-measure from 600 mm to 1250 mm, horizontal length made-to-measure from 300 mm to 850 mm, 90 mm deep, rail diameter 33 mm - wall connection with discreet supports (diameter 18 mm) perpendicular to wall and flat roses - rose diameter 80 mm, cap height 13 mm - shower head holder can be continuously tilted and, after pulling or pushing a large lever, its height can be adjusted - conical adapter on shower head holder makes it easier to hook in the handheld shower head - suitable for shower heads of various manufacturers - easy installation due to individually installed mounting plates made of high-quality stainless steel for hanging the L-shaped support rail - can be mounted in left hand or right hand position - including non-corrosive HEWI fixing material - Please note when using with hanging seats: Compatibility check required. - A detailed list of possible combinations of hand rails, L-shaped rails and shower handrails with matching hanging seats can be found in our online catalogue in the download area of the respective product. Article no.: HEWI 950.33.2S99 | https://catalog.hewi.com/en/p/950332S99 | https://catalog.hewi.com/storage/downloads/HEWI_950_33_2S99_en.pdf
950.33.E0190 | HEWI Shower head holder | Shower head holder - for shower head rails, L-shaped support rails with shower head holder and and shower and bath handrails 477..., 801..., 950...90 - shower head holder with tapered holding (left-hand side) for shower hose and handheld shower head - suitable for shower heads of various manufacturers - shower head holder can be tilted and height adjusted by pulling or pushing a lever - conical holder facilitates hooking in the handheld shower - 106 mm high, 104 mm wide - made of high-quality polyamide according to HEWI colour chart - with contrast (white or black) marked shower head holder Article no.: HEWI 950.33.E0190 | https://catalog.hewi.com/en/p/95033E0190 | https://catalog.hewi.com/storage/downloads/HEWI_950_33_E0190_en.pdf
950.33.E0191 | HEWI Shower head holder | Shower head holder - for shower head rails, L-shaped support rails with shower head holder and shower and bath handrails 950...91, 950...51 - shower head holder with tapered holding (left-hand side) for shower hose and handheld shower head - suitable for shower heads of various manufacturers - shower head holder height adjustable by pulling or pushing a lever and with continuous tilt angle adjustment - conical holder facilitates hooking in the handheld shower - 106 mm high, 104 mm wide - made of high-quality polyamide in the HEWI colour 98 (signal white) - gripping area of the shower head holder according to HEWI colour chart Article no.: HEWI 950.33.E0191 | https://catalog.hewi.com/en/p/95033E0191 | https://catalog.hewi.com/storage/downloads/HEWI_950_33_E0191_en.pdf
950.33.E0194 | HEWI Shower head holder | Shower head holder - for shower head rails, L-shaped support rails with shower head holder and shower and bath handrails 950...54 - shower head holder with tapered holding (left-hand side) for shower hose and handheld shower head - suitable for shower heads of various manufacturers - shower head holder can be tilted and height adjusted by pulling or pushing a lever - conical holder facilitates hooking in the handheld shower - 106 mm high, 104 mm wide - made of high-quality polyamide in the HEWI colour 92 (anthracite grey) Article no.: HEWI 950.33.E0194 | https://catalog.hewi.com/en/p/95033E0194 | https://catalog.hewi.com/storage/downloads/HEWI_950_33_E0194_en.pdf
950.33.E0199 | HEWI Shower head holder | Shower head holder - for shower head rails, L-shaped support rails with shower head holder and shower and bath handrails 950...99 - shower head holder with tapered holding (left-hand side) for shower hose and handheld shower head - suitable for shower heads of various manufacturers - shower head holder height adjustable by pulling or pushing a lever and with continuous tilt angle adjustment - conical holder facilitates hooking in the handheld shower - 106 mm high, 104 mm wide - made of high-quality polyamide in HEWI colour 99 (pure white) - gripping area of the shower head holder according to HEWI colour chart Article no.: HEWI 950.33.E0199 | https://catalog.hewi.com/en/p/95033E0199 | https://catalog.hewi.com/storage/downloads/HEWI_950_33_E0199_en.pdf
950.33.E031 | HEWI Hand shower | Hand shower - 1-jet hand shower with soft-clean anti-calcium knobs - jet type: Rain - diameter shower head: 105 mm - made of synthetic material in colour white - knobs and ring made of light grey synthetic material - flow rate at 3 bar: 14 l/min - rinsable dirt filter - connection thread G 1/2 - connection size: DN 15 - tested according to KTW and W270 Article no.: HEWI 950.33.E031 | https://catalog.hewi.com/en/p/95033E031 | https://catalog.hewi.com/storage/downloads/HEWI_950_33_E031_en.pdf
950.33.E032 | HEWI Hand shower | Hand shower - 1-jet hand shower with soft-clean anti-calcium knobs - jet type: Rain - diameter shower head: 105 mm - body made of synthetic material, chrome-plated - spray plate made of synthetic material in colour white - knobs and ring made of light grey synthetic material - flow rate at 3 bar: 14 l/min - flushable strainer - connection thread G 1/2 - connection size: DN 15 - tested according to KTW and W270 Article no.: HEWI 950.33.E032 | https://catalog.hewi.com/en/p/95033E032 | https://catalog.hewi.com/storage/downloads/HEWI_950_33_E032_en.pdf
950.33.E033 | HEWI Hand shower | Hand shower - 3-jet hand shower, with soft-clean anti-calving knobs - jet types: Wide rain, concentrated rain and combined rain - diameter shower head: 105 mm - body made of synthetic material, chrom-plated - spray plate made of synthetic material in colour white - knobs and adjustment ring made of light grey synthetic material - flow rate at 3 bar: 14 l/min - rinsable dirt collection sieve - connection thread G 1/2, - connection size: DN 15 - tested to KTW and W270 Article no.: HEWI 950.33.E033 | https://catalog.hewi.com/en/p/95033E033 | https://catalog.hewi.com/storage/downloads/HEWI_950_33_E033_en.pdf
950.33.E034 | HEWI Hand shower | Hand shower, low aerosol - 1-jet hand shower - jet type: Soft - diameter shower head: 85 mm - made of plastic, chrome-plated - spray plate made of dark grey synthetic material - connection thread G 1/2 - connection size: DN 15 Article no.: HEWI 950.33.E034 | https://catalog.hewi.com/en/p/95033E034 | https://catalog.hewi.com/storage/downloads/HEWI_950_33_E034_en.pdf
950.33.E035 | HEWI Hand shower | Hand shower - 1-jet hand shower with soft-clean anti-calcium knobs - jet type: Rain - diameter shower head: 105 mm - made of synthetic material in colour white - knobs and ring made of light grey synthetic material - flow rate at 3 bar: 14 l/min - rinsable dirt filter - connection thread G 1/2 - connection size: DN 15 - tested to KTW and W270 - PU 5 pcs. Article no.: HEWI 950.33.E035 | https://catalog.hewi.com/en/p/95033E035 | https://catalog.hewi.com/storage/downloads/HEWI_950_33_E035_en.pdf
950.33.E036 | HEWI Hand shower | Hand shower - 1-jet hand shower with soft-clean anti-calcium knobs - jet type: Rain - diameter shower head: 105 mm - body made of synthetic material, chrome-plated - spray plate made of synthetic material in colour white - knobs and ring made of light grey synthetic material - flow rate at 3 bar: 14 l/min - rinsable strainer - connection thread G 1/2 - connection size: DN 15 - tested according to KTW and W270 - PU 5 pcs. Article no.: HEWI 950.33.E036 | https://catalog.hewi.com/en/p/95033E036 | https://catalog.hewi.com/storage/downloads/HEWI_950_33_E036_en.pdf
950.33.E037 | HEWI Hand shower | Hand shower - 3-jet hand shower with soft-clean anti-calving studs - jet types: Wide Rain, Concentrated Rain and Combined Rain - diameter shower head: 105 mm - body made of synthetic material, chrome-plated - spray plate made of synthetic material in colour white - studs and adjusting ring made of light grey synthetic material - flow rate at 3 bar: 14 l/min - flushable dirt collection strainer - connection thread G 1/2 - connection size: DN 15 - tested according to KTW and W270 standards - PU 5 pcs Article no.: HEWI 950.33.E037 | https://catalog.hewi.com/en/p/95033E037 | https://catalog.hewi.com/storage/downloads/HEWI_950_33_E037_en.pdf
950.33.E054 | HEWI Shower hose | Shower hose - hose length 1600 mm - made of synthetic material in colour white - kink-protected - rotary cone protects against twisting of the shower hose - metal rotary cone / metal knurled knob, chrome-plated - connections: 1/2 inch x 1/2 inch - tested according to EN 1113 and KTW Article no.: HEWI 950.33.E054 | https://catalog.hewi.com/en/p/95033E054 | https://catalog.hewi.com/storage/downloads/HEWI_950_33_E054_en.pdf
950.33.E055 | HEWI Shower hose | Shower hose - hose length 1600 mm - made of plastic, silver - kink-protected - rotating cone protects against twisting of the shower hose - metal rotating cone / metal knurled, chrome-plated - connections: 1/2 inch x 1/2 inch - tested according to EN 1113 and KTW Article no.: HEWI 950.33.E055 | https://catalog.hewi.com/en/p/95033E055 | https://catalog.hewi.com/storage/downloads/HEWI_950_33_E055_en.pdf
950.33.E056 | HEWI Shower hose | Shower hose - hose length 1250 mm - made of synthetic material with chrome-optic surface - kink-protected - rotary cone protects against twisting of the shower hose - metal rotary cone / metal short cone, chrome-plated - connections: 1/2 inch x 1/2 inch - tested according to EN 1113, KTW and W 270 Article no.: HEWI 950.33.E056 | https://catalog.hewi.com/en/p/95033E056 | https://catalog.hewi.com/storage/downloads/HEWI_950_33_E056_en.pdf
950.33.E057 | HEWI Shower hose | Shower hose - hose length 1600 mm - made of synthetic material with chrome-optic surface - kink-protected - rotary cone protects against twisting of the shower hose - metal rotary cone / metal short cone, chrome-plated - connections: 1/2 inch x 1/2 inch - tested according to EN 1113, KTW and W 270 Article no.: HEWI 950.33.E057 | https://catalog.hewi.com/en/p/95033E057 | https://catalog.hewi.com/storage/downloads/HEWI_950_33_E057_en.pdf
950.33.E058 | HEWI Shower hose | Shower hose - hose length 2000 mm - made of synthetic material with chromoptic surface - kink-protected - swivel cone protects against twisting of the shower hose - metal swivel cone / metal short cone, chrome-plated - connections: 1/2 inch x 1/2 inch - tested according to EN 1113, KTW and W 270 Article no.: HEWI 950.33.E058 | https://catalog.hewi.com/en/p/95033E058 | https://catalog.hewi.com/storage/downloads/HEWI_950_33_E058_en.pdf
950.33.E059 | HEWI Shower hose | Shower hose - hose length 1600 mm - made of synthetic material in colour white - kink-protected - rotary cone protects against twisting of the shower hose - metal rotary cone/metal knurled knob, chrome-plated - connections: 1/2 inch x 1/2 inch - tested according to EN 1113 and KTW - PU 5 pcs. Article no.: HEWI 950.33.E059 | https://catalog.hewi.com/en/p/95033E059 | https://catalog.hewi.com/storage/downloads/HEWI_950_33_E059_en.pdf
950.33.E060 | HEWI Shower hose | Shower hose - hose length 1600 mm - made of plastic, silver - kink-protected - rotating cone protects against twisting of the shower hose - metal rotating cone/metal knurled, chrome-plated - connections: 1/2 inch x 1/2 inch - tested according to EN 1113 and KTW - PU 5 pcs. Article no.: HEWI 950.33.E060 | https://catalog.hewi.com/en/p/95033E060 | https://catalog.hewi.com/storage/downloads/HEWI_950_33_E060_en.pdf
950.33.E061 | HEWI Shower hose | Shower hose - hose length 1600 mm - made of synthetic material with chrome-optic surface - kink-protected - rotary cone protects against twisting of the shower hose - metal rotary cone / metal short cone, chrome-plated - connections: 1/2 inch x 1/2 inch - tested according to EN 1113, KTW and W 270 - PU 5 pcs. Article no.: HEWI 950.33.E061 | https://catalog.hewi.com/en/p/95033E061 | https://catalog.hewi.com/storage/downloads/HEWI_950_33_E061_en.pdf
950.33.E062 | HEWI Shower hose | Shower hose - hose length 2000 mm - made of synthetic material in colour white - kink-protected - rotary cone protects against twisting of the shower hose - metal rotary cone / metal knurled knob, chrome-plated - connections: 1/2 inch x 1/2 inch - tested according to EN 1113 and KTW Article no.: HEWI 950.33.E062 | https://catalog.hewi.com/en/p/95033E062 | https://catalog.hewi.com/storage/downloads/HEWI_950_33_E062_en.pdf
950.33.E063 | HEWI Shower hose | Shower hose - hose length 2000 mm - made of plastic, silver - kink-protected - rotary cone protects against twisting of the shower hose - metal rotary cone / metal knurled, chrome-plated - connections: 1/2 inch x 1/2 inch - tested according to EN 1113 and KTW Article no.: HEWI 950.33.E063 | https://catalog.hewi.com/en/p/95033E063 | https://catalog.hewi.com/storage/downloads/HEWI_950_33_E063_en.pdf
950.33.E064 | HEWI Shower hose | Shower hose - hose length 2000 mm - made of synthetic material in colour white - kink-protected - rotary cone protects against twisting of the shower hose - metal rotary cone/metal knurled knob, chrome-plated - connections: 1/2 inch x 1/2 inch - tested according to EN 1113 and KTW - PU 5 pcs. Article no.: HEWI 950.33.E064 | https://catalog.hewi.com/en/p/95033E064 | https://catalog.hewi.com/storage/downloads/HEWI_950_33_E064_en.pdf
950.33.E065 | HEWI Shower hose | Shower hose - hose length 2000 mm - made of plastic, silver - kink-protected - rotary cone protects against twisting of the shower hose - metal rotary cone/metal knurled, chrome-plated - connections: 1/2 inch x 1/2 inch - tested according to EN 1113 and KTW - PU 5 pcs. Article no.: HEWI 950.33.E065 | https://catalog.hewi.com/en/p/95033E065 | https://catalog.hewi.com/storage/downloads/HEWI_950_33_E065_en.pdf
950.33.E070 | HEWI Set handheld shower and shower hose | Set hand shower and shower hose - 1-jet hand shower with shower hose made of synthetic material, colour white - hand shower with soft-clean anti-calving knobs - jet type: Rain - diameter shower head: 105 mm - knobs and ring made of light grey synthetic material - flow rate at 3 bar: 14 l/min - rinsable dirt collection sieve - connection thread G 1/2, connection size: DN 15 - hose length 1600 mm - kink-protected - metal rotary cone/metal knurl, chrome-plated - hand shower tested to KTW and W270 - shower hose tested to EN 1113 and KTW Article no.: HEWI 950.33.E070 | https://catalog.hewi.com/en/p/95033E070 | https://catalog.hewi.com/storage/downloads/HEWI_950_33_E070_en.pdf
950.33.E071 | HEWI Set handheld shower and shower hose | Set hand shower and shower hose - 1-jet hand shower made of synthetic material, chrome-plated with shower hose made of synthetic material, silver - hand shower with soft-clean anti-calving knobs - jet type: Rain - diameter shower head: 105 mm - spray plate made of synthetic material in colour white - knobs and ring made of light grey synthetic material - flow rate at 3 bar: 14 l/min - rinsable dirt collection sieve - connection thread G 1/2, connection size: DN 15 - hose length 1600 mm - kink-protected - rotary cone protects the hose from twisting - metal rotary cone/metal knurl, chrome-plated - hand shower tested to KTW and W270 - shower hose tested to EN 1113 and KTW Article no.: HEWI 950.33.E071 | https://catalog.hewi.com/en/p/95033E071 | https://catalog.hewi.com/storage/downloads/HEWI_950_33_E071_en.pdf
950.33.E072 | HEWI Set handheld shower and shower hose | Set hand shower and shower hose - 3-jet hand shower, with shower hose made of synthetic material, chrome-plated - hand shower with soft-clean anti-calving knobs - jet types: Wide rain, concentrated rain and combined rain - diameter shower head: 105 mm - spray plate made of synthetic material in colour white - knobs and adjustment ring made of light grey synthetic material - flow rate at 3 bar: 14 l/min - rinsable dirt collection sieve - connection thread G 1/2, connection size: DN 15 - hose length 1600 mm - kink-protected - rotary cone protects the hose from twisting - metal rotary cone/metal short cone, chrome-plated - hand shower tested to KTW and W270 - shower hose tested to EN 1113 and KTW Article no.: HEWI 950.33.E072 | https://catalog.hewi.com/en/p/95033E072 | https://catalog.hewi.com/storage/downloads/HEWI_950_33_E072_en.pdf
950.33.E073 | HEWI Set handheld shower and shower hose | Shower head and shower hose set - 1-jet shower head with shower hose made of synthetic material, colour white - shower head with soft-clean anti-limescale pimples - jet type: Rain - diameter shower head: 105 mm - pimples and ring made of light grey synthetic material - flow rate at 3 bar: 14 l/min - rinsable dirt collection sieve - connection thread G 1/2, connection size: DN 15 - hose length 2000 mm - kink-protected - rotary cone protects the shower hose from twisting - metal rotary cone/metal knurl, chrome-plated - shower head tested to KTW and W270 - shower hose tested to EN 1113 and KTW Article no.: HEWI 950.33.E073 | https://catalog.hewi.com/en/p/95033E073 | https://catalog.hewi.com/storage/downloads/HEWI_950_33_E073_en.pdf
950.33.E074 | HEWI Set handheld shower and shower hose | Shower head and shower hose set - 1-jet shower head made of synthetic material, chrome-plated with shower hose made of synthetic material, silver - shower head with soft-clean anti-limescale pimples - jet type: Rain - diameter shower head: 105 mm - spray plate made of synthetic material in colour white - pimples and ring made of light grey synthetic material - flow rate at 3 bar: 14 l/min - rinsable dirt collection sieve - connection thread G 1/2, connection size: DN 15 - hose length 2000 mm - kink-protected - rotary cone protects the shower hose from twisting - metal rotary cone/metal knurl, chrome-plated - shower head tested to KTW and W270 - shower hose tested to EN 1113 and KTW Article no.: HEWI 950.33.E074 | https://catalog.hewi.com/en/p/95033E074 | https://catalog.hewi.com/storage/downloads/HEWI_950_33_E074_en.pdf
950.33.E075 | HEWI Set handheld shower and shower hose | Shower head and shower hose set - 3-jet shower head with shower hose made of synthetic material, chrome-plated - shower head with soft-clean anti-limescale pimples - jet types: Wide Rain, Concentrated Rain and Combined Rain - diameter shower head: 105 mm - spray plate made of synthetic material in colour white - pimples and adjustment ring made of light grey synthetic material - flow rate at 3 bar: 14 l/min - rinsable dirt collection sieve - connection thread G 1/2, connection size: DN 15 - hose length 2000 mm - kink-protected - rotary cone protects the shower hose from twisting - metal rotary cone/metal short cone, chrome-plated - shower head tested to KTW and W270 - shower hose tested to EN 1113 and KTW Article no.: HEWI 950.33.E075 | https://catalog.hewi.com/en/p/95033E075 | https://catalog.hewi.com/storage/downloads/HEWI_950_33_E075_en.pdf
950.33.E076 | HEWI Hand shower | Handheld shower head - 3-jet handheld shower head with soft-clean anti-limescale studs - Jet types: Mix, Rain, Massage - Handheld shower head diameter: 120 mm - Body made of synthetic material, matt black - Spray plate made of synthetic material, matt black - Studs and adjustment ring made of synthetic material, matt black - Flow rate at 3 bar: 14 l/min - Rinse-off dirt trap filter - Connection thread G 1/2 - Connection size: DN 15 - tested according to KTW and W270 Article no.: HEWI 950.33.E076 | https://catalog.hewi.com/en/p/95033E076 | https://catalog.hewi.com/storage/downloads/HEWI_950_33_E076_en.pdf
950.33.E077 | HEWI Shower hose | Shower hose - Hose length 1600 mm - made of synthetic material, black matt - Bend-resistant - Swivel cone prevents the shower hose from twisting - Brass swivel cone/brass knurl, powder coating matt black - Connections: 1/2 inch x 1/2 inch - tested according to EN 1113 and KTW Article no.: HEWI 950.33.E077 | https://catalog.hewi.com/en/p/95033E077 | https://catalog.hewi.com/storage/downloads/HEWI_950_33_E077_en.pdf
950.33.E078 | HEWI Shower hose | Shower hose - Hose length 2000 mm - made of synthetic material, black matt - Bend-resistant - Swivel cone prevents the shower hose from twisting - Brass swivel cone/brass knurl, powder coating matt black - Connections: 1/2 inch x 1/2 inch - tested according to EN 1113 and KTW Article no.: HEWI 950.33.E078 | https://catalog.hewi.com/en/p/95033E078 | https://catalog.hewi.com/storage/downloads/HEWI_950_33_E078_en.pdf
950.33.E079 | HEWI Set handheld shower and shower hose | Handheld shower head and shower hose set - 3-jet handheld shower head with shower hose made of synthetic material, colour matt black - Handheld shower head with soft-clean anti-limescale studs - Jet type: Mix, Rain, Massage - Handheld shower head diameter: 120 mm - Studs and ring made of synthetic material, matt black - Flow rate at 3 bar: 14 l/min - Rinse-off dirt trap filter - Connection thread G 1/2, connection size: DN 15 - Hose length 1600 mm - Bend-resistant - Swivel cone prevents the shower hose from twisting - Brass swivel cone/brass knurl, powder coating matt black - Handheld shower head tested according to KTW and W270 - Shower hose tested according to EN 1113 and KTW Article no.: HEWI 950.33.E079 | https://catalog.hewi.com/en/p/95033E079 | https://catalog.hewi.com/storage/downloads/HEWI_950_33_E079_en.pdf
950.33.E080 | HEWI Set handheld shower and shower hose | Handheld shower head and shower hose set - 3-jet handheld shower head with shower hose made of synthetic material, colour matt black - Handheld shower head with soft-clean anti-limescale studs - Jet type: Mix, Rain, Massage - Handheld shower head diameter: 120 mm - Studs and ring made of synthetic material, matt black - Flow rate at 3 bar: 14 l/min - Rinse-off dirt trap filter - Connection thread G 1/2, connection size: DN 15 - Hose length 2000 mm - Bend-resistant - Swivel cone prevents the shower hose from twisting - Brass swivel cone/brass knurl, powder coating matt black - Handheld shower head tested according to KTW and W270 - Shower hose tested according to EN 1113 and KTW Article no.: HEWI 950.33.E080 | https://catalog.hewi.com/en/p/95033E080 | https://catalog.hewi.com/storage/downloads/HEWI_950_33_E080_en.pdf
950.33BE0190 | HEWI Shower head holder | Shower head holder - for shower head rails, L-shaped support rails with shower head holder and and shower and bath handrails 477..., 801..., 950...90 - shower head holder with tapered holding (left-hand side) for shower hose and handheld shower head - suitable for shower heads of various manufacturers - shower head holder can be tilted and height adjusted by pulling or pushing a lever - conical holder facilitates hooking in the handheld shower - 106 mm high, 104 mm wide - made of high-quality matt polyamide in HEWI colours 99 (pure white), 98 (signal white), 97 (light grey), 95 (stone grey) and 92 (anthracite grey) - with contrast (white or black) marked shower head holder Article no.: HEWI 950.33BE0190 | https://catalog.hewi.com/en/p/95033BE0190 | https://catalog.hewi.com/storage/downloads/HEWI_950_33BE0190_en.pdf
950.33DE0190 | HEWI active+ Shower head holder | Shower head holder - shower head holder with tapered holding (left-hand side) for shower hose and handheld shower head - suitable for shower heads of various manufacturers - shower head holder can be tilted and height adjusted by pulling or pushing a lever - conical holder facilitates hooking in the handheld shower - 106 mm high, 104 mm wide - made of high-quality polyamide in HEWI colour 98 (signal white), with active antimicrobial microsilver Article no.: HEWI 950.33DE0190 | https://catalog.hewi.com/en/p/95033DE0190 | https://catalog.hewi.com/storage/downloads/HEWI_950_33DE0190_en.pdf
950.35.11050 | HEWI Shower grab rail WARM TOUCH | Shower grab rail - horizontal rails joined to form a right angle - with 45° end bends facing the wall - made of high-quality chrome-look coated polyamide that is warm to touch - with continuous, corrosion resistant steel core - horizontal lengths 762 mm and 762 mm - 90 mm deep, rail diameter 33 mm - wall connection with discreet supports (diameter 18 mm) perpendicular to wall and flat roses - rose diameter 80 mm, cap height 13 mm - easy installation due to individually able fixing plates made of high-quality stainless steel for hanging the shower grab rail - fixing with grub screw located on the underside of the rose - including non-corrosive HEWI fixing material - Please note when using with hanging seats: Compatibility check required. - A detailed list of possible combinations of hand rails, L-shaped rails and shower handrails with matching hanging seats can be found in our online catalogue in the download area of the respective product. Article no.: HEWI 950.35.11050 | https://catalog.hewi.com/en/p/9503511050 | https://catalog.hewi.com/storage/downloads/HEWI_950_35_11050_en.pdf
950.35.11090 | HEWI Shower grab rail | Shower grab rail System 800 K - horizontal rails joined to form a right angle - with 45° end bends facing the wall - Shower grab rail made of high-quality polyamide in den HEWI colours 98 (signal white) or 99 (pure white) - with continuous, corrosion resistant steel core - horizontal lengths 762 mm and 762 mm - 90 mm deep, rail diameter 33 mm - wall connection with discreet supports (diameter 18 mm) perpendicular to wall and flat roses - rose diameter 80 mm, cap height 13 mm - easy installation due to individually able fixing plates made of high-quality stainless steel for hanging the shower grab rail - including non-corrosive HEWI fixing material - Please note when using with hanging seats: Compatibility check required. - A detailed list of possible combinations of hand rails, L-shaped rails and shower handrails with matching hanging seats can be found in our online catalogue in the download area of the respective product. Article no.: HEWI 950.35.11090 | https://catalog.hewi.com/en/p/9503511090 | https://catalog.hewi.com/storage/downloads/HEWI_950_35_11090_en.pdf
950.35.11091 | HEWI Shower grab rail | Shower grab rail System 800 K - horizontal rails joined to form a right angle - with 45° end bends facing the wall - shower grab rail made of high-quality polyamide - rails according to HEWI colour chart - supports and roses made of high-quality polyamide in the HEWI colour 98 (signal white) - with continuous, corrosion resistant steel core - horizontal lengths 762 mm and 762 mm - 90 mm deep, rail diameter 33 mm - wall connection with discreet supports (diameter 18 mm) perpendicular to wall and flat roses - rose diameter 80 mm, cap height 13 mm - easy installation due to individually able fixing plates made of high-quality stainless steel for hanging the shower grab rail - including non-corrosive HEWI fixing material - Please note when using with hanging seats: Compatibility check required. - A detailed list of possible combinations of hand rails, L-shaped rails and shower handrails with matching hanging seats can be found in our online catalogue in the download area of the respective product. Article no.: HEWI 950.35.11091 | https://catalog.hewi.com/en/p/9503511091 | https://catalog.hewi.com/storage/downloads/HEWI_950_35_11091_en.pdf
950.35.11099 | HEWI Shower grab rail | Shower grab rail System 800 K - horizontal rails joined to form a right angle - with 45° end bends facing the wall - shower grab rail made of high-quality polyamide - rails according to HEWI colour chart - supports and roses made of high-quality polyamide in the HEWI colour 99 (pure white) - with continuous, corrosion resistant steel core - horizontal lengths 762 mm and 762 mm - 90 mm deep, rail diameter 33 mm - wall connection with discreet supports (diameter 18 mm) perpendicular to wall and flat roses - rose diameter 80 mm, cap height 13 mm - easy installation due to individually able fixing plates made of high-quality stainless steel for hanging the shower grab rail - including non-corrosive HEWI fixing material - Please note when using with hanging seats: Compatibility check required. - A detailed list of possible combinations of hand rails, L-shaped rails and shower handrails with matching hanging seats can be found in our online catalogue in the download area of the respective product. Article no.: HEWI 950.35.11099 | https://catalog.hewi.com/en/p/9503511099 | https://catalog.hewi.com/storage/downloads/HEWI_950_35_11099_en.pdf
950.35.12050 | HEWI Shower grab rail WARM TOUCH | Shower grab rail - horizontal rails joined to form a right angle - with 45° end bends facing the wall - made of high-quality chrome-look coated polyamide that is warm to touch - with continuous, corrosion resistant steel core - horizontal lengths 720 mm and 440 mm - 90 mm deep, rail diameter 33 mm - wall connection with discreet supports (diameter 18 mm) perpendicular to wall and flat roses - rose diameter 80 mm, cap height 13 mm - easy installation due to individually able fixing plates made of high-quality stainless steel for hanging the shower grab rail - fixing with grub screw located on the underside of the rose - including non-corrosive HEWI fixing material - Please note when using with hanging seats: Compatibility check required. - A detailed list of possible combinations of hand rails, L-shaped rails and shower handrails with matching hanging seats can be found in our online catalogue in the download area of the respective product. Article no.: HEWI 950.35.12050 | https://catalog.hewi.com/en/p/9503512050 | https://catalog.hewi.com/storage/downloads/HEWI_950_35_12050_en.pdf
950.35.13050 | HEWI Shower grab rail WARM TOUCH | Shower grab rail - horizontal rails joined to form a right angle - with 45° end bends facing the wall - made of high-quality chrome-look coated polyamide that is warm to touch - with continuous, corrosion resistant steel core - horizontal lengths 800 mm and 560 mm - 90 mm deep, rail diameter 33 mm - wall connection with discreet supports (diameter 18 mm) perpendicular to wall and flat roses - rose diameter 80 mm, cap height 13 mm - easy installation due to individually able fixing plates made of high-quality stainless steel for hanging the shower grab rail - fixing with grub screw located on the underside of the rose - including non-corrosive HEWI fixing material - Please note when using with hanging seats: Compatibility check required. - A detailed list of possible combinations of hand rails, L-shaped rails and shower handrails with matching hanging seats can be found in our online catalogue in the download area of the respective product. Article no.: HEWI 950.35.13050 | https://catalog.hewi.com/en/p/9503513050 | https://catalog.hewi.com/storage/downloads/HEWI_950_35_13050_en.pdf
950.35.1S90 | HEWI Support grab rail, special length | Shower grab rail System 800 K - horizontal rails joined to form a right angle - with 45° end bends facing the wall - Shower grab rail made of high-quality polyamide in den HEWI colours 98 (signal white) or 99 (pure white) - with continuous, corrosion resistant steel core - horizontal lengths made-to-measure from 475 mm to 1800 mm, 90 mm deep, rail diameter 33 mm - additional support required for lengths above 1340 mm as spacings between supports may not exceed 850 mm - wall connection with discreet supports (diameter 18 mm) perpendicular to wall and flat roses - rose diameter 80 mm, cap height 13 mm - easy installation due to individually able fixing plates made of high-quality stainless steel for hanging the shower grab rail - including non-corrosive HEWI fixing material - Please note when using with hanging seats: Compatibility check required. - A detailed list of possible combinations of hand rails, L-shaped rails and shower handrails with matching hanging seats can be found in our online catalogue in the download area of the respective product. Article no.: HEWI 950.35.1S90 | https://catalog.hewi.com/en/p/950351S90 | https://catalog.hewi.com/storage/downloads/HEWI_950_35_1S90_en.pdf
950.35.1S91 | HEWI Support grab rail, special length | Shower grab rail System 800 K - horizontal rails joined to form a right angle - with 45° end bends facing the wall - shower grab rail made of high-quality polyamide - rails according to HEWI colour chart - supports and roses made of high-quality polyamide in the HEWI colour 98 (signal white) - with continuous, corrosion resistant steel core - horizontal lengths made-to-measure from 475 mm to 1800 mm, 90 mm deep, rail diameter 33 mm - additional support required for lengths above 1340 mm as spacings between supports may not exceed 850 mm - wall connection with discreet supports (diameter 18 mm) perpendicular to wall and flat roses - rose diameter 80 mm, cap height 13 mm - easy installation due to individually able fixing plates made of high-quality stainless steel for hanging the shower grab rail - including non-corrosive HEWI fixing material - Please note when using with hanging seats: Compatibility check required. - A detailed list of possible combinations of hand rails, L-shaped rails and shower handrails with matching hanging seats can be found in our online catalogue in the download area of the respective product. Article no.: HEWI 950.35.1S91 | https://catalog.hewi.com/en/p/950351S91 | https://catalog.hewi.com/storage/downloads/HEWI_950_35_1S91_en.pdf
950.35.1S99 | HEWI Support grab rail, special length | Shower grab rail System 800 K - horizontal rails joined to form a right angle - with 45° end bends facing the wall - shower grab rail made of high-quality polyamide - rails according to HEWI colour chart - supports and roses made of high-quality polyamide in the HEWI colour 99 (pure white) - with continuous, corrosion resistant steel core - horizontal lengths made-to-measure from 475 mm to 1800 mm, 90 mm deep, rail diameter 33 mm - additional support required for lengths above 1340 mm as spacings between supports may not exceed 850 mm - wall connection with discreet supports (diameter 18 mm) perpendicular to wall and flat roses - rose diameter 80 mm, cap height 13 mm - easy installation due to individually able fixing plates made of high-quality stainless steel for hanging the shower grab rail - including non-corrosive HEWI fixing material - Please note when using with hanging seats: Compatibility check required. - A detailed list of possible combinations of hand rails, L-shaped rails and shower handrails with matching hanging seats can be found in our online catalogue in the download area of the respective product. Article no.: HEWI 950.35.1S99 | https://catalog.hewi.com/en/p/950351S99 | https://catalog.hewi.com/storage/downloads/HEWI_950_35_1S99_en.pdf
950.35.21051 | HEWI Rail with vertical support bar and shower head holder WARM TOUCH | Shower grab rail with vertical support bar and shower head holder - vertical and horizontal rails joined to form an L-shape, with shower head holder - with 45° end bend facing the wall - made of high-quality chrome-look coated polyamide that is warm to touch - shower head holder made of high-quality polyamide in HEWI colour 98 (signal white) - with continuous, corrosion resistant steel core - vertical length 1100 mm, horizontal lengths each 762 mm - 90 mm deep, rail diameter 33 mm - wall connection with discreet supports (diameter 18 mm) perpendicular to wall and flat roses - rose diameter 80 mm, cap height 13 mm - shower head holder can be continuously tilted and, after pulling or pushing a large lever, its height can be adjusted - conical adapter on shower head holder makes it easier to hook in the handheld shower head - suitable for shower heads of various manufacturers - easy installation due to individually able fixing plates made of high-quality stainless steel for hanging the shower grab rail - fixing with grub screw located on the underside of the rose - can be mounted in left hand or right hand position - including non-corrosive HEWI fixing material - Please note when using with hanging seats: Compatibility check required. - A detailed list of possible combinations of hand rails, L-shaped rails and shower handrails with matching hanging seats can be found in our online catalogue in the download area of the respective product. Article no.: HEWI 950.35.21051 | https://catalog.hewi.com/en/p/9503521051 | https://catalog.hewi.com/storage/downloads/HEWI_950_35_21051_en.pdf
950.35.21054 | HEWI Rail with vertical support bar and shower head holder WARM TOUCH | Shower grab rail with vertical support bar and shower head holder - vertical and horizontal rails joined to form an L-shape, with shower head holder - with 45° end bend facing the wall - made of high-quality chrome-look coated polyamide that is warm to touch - shower head holder made of high-quality polyamide in HEWI colour 92 (anthracite grey) - with continuous, corrosion resistant steel core - vertical length 1100 mm, horizontal lengths each 762 mm - 90 mm deep, rail diameter 33 mm - wall connection with discreet supports (diameter 18 mm) perpendicular to wall and flat roses - rose diameter 80 mm, cap height 13 mm - shower head holder can be continuously tilted and, after pulling or pushing a large lever, its height can be adjusted - conical adapter on shower head holder makes it easier to hook in the handheld shower head - suitable for shower heads of various manufacturers - easy installation due to individually able fixing plates made of high-quality stainless steel for hanging the shower grab rail - fixing with grub screw located on the underside of the rose - can be mounted in left hand or right hand position - including non-corrosive HEWI fixing material - Please note when using with hanging seats: Compatibility check required. - A detailed list of possible combinations of hand rails, L-shaped rails and shower handrails with matching hanging seats can be found in our online catalogue in the download area of the respective product. Article no.: HEWI 950.35.21054 | https://catalog.hewi.com/en/p/9503521054 | https://catalog.hewi.com/storage/downloads/HEWI_950_35_21054_en.pdf
950.35.21090 | HEWI Rail with vertical support bar and shower head holder | Shower grab rail with vertical support bar and shower head holder System 800 K - vertical and horizontal rails joined to form an L-shape, with shower head holder - with 45° end bend facing the wall - Shower grab rail made of high-quality polyamide in den HEWI colours 98 (signal white) or 99 (pure white) - shower head holder with black gripping zone - with continuous, corrosion resistant steel core - vertical length 1100 mm, horizontal lengths each 762 mm - 90 mm deep, rail diameter 33 mm - wall connection with discreet supports (diameter 18 mm) perpendicular to wall and flat roses - rose diameter 80 mm, cap height 13 mm - shower head holder can be continuously tilted and, after pulling or pushing a large lever, its height can be adjusted - conical adapter on shower head holder makes it easier to hook in the handheld shower head - suitable for shower heads of various manufacturers - easy installation due to individually able fixing plates made of high-quality stainless steel for hanging the shower grab rail - can be mounted in left hand or right hand position - including non-corrosive HEWI fixing material - Please note when using with hanging seats: Compatibility check required. - A detailed list of possible combinations of hand rails, L-shaped rails and shower handrails with matching hanging seats can be found in our online catalogue in the download area of the respective product. Article no.: HEWI 950.35.21090 | https://catalog.hewi.com/en/p/9503521090 | https://catalog.hewi.com/storage/downloads/HEWI_950_35_21090_en.pdf
950.35.21091 | HEWI Rail with vertical support bar and shower head holder | Shower grab rail with vertical support bar and shower head holder System 800 K - vertical and horizontal rails joined to form an L-shape, with shower head holder - with 45° end bend facing the wall - shower grab rail made of high-quality polyamide - rail and gripping area of the shower head holder according to HEWI colour chart - shower head holder, supports and roses made of high-quality polyamide in the HEWI colour 98 (signal white) - with continuous, corrosion resistant steel core - vertical length 1100 mm, horizontal lengths each 762 mm - 90 mm deep, rail diameter 33 mm - wall connection with discreet supports (diameter 18 mm) perpendicular to wall and flat roses - rose diameter 80 mm, cap height 13 mm - shower head holder can be continuously tilted and, after pulling or pushing a large lever, its height can be adjusted - conical adapter on shower head holder makes it easier to hook in the handheld shower head - suitable for shower heads of various manufacturers - easy installation due to individually able fixing plates made of high-quality stainless steel for hanging the shower grab rail - can be mounted in left hand or right hand position - including non-corrosive HEWI fixing material - Please note when using with hanging seats: Compatibility check required. - A detailed list of possible combinations of hand rails, L-shaped rails and shower handrails with matching hanging seats can be found in our online catalogue in the download area of the respective product. Article no.: HEWI 950.35.21091 | https://catalog.hewi.com/en/p/9503521091 | https://catalog.hewi.com/storage/downloads/HEWI_950_35_21091_en.pdf
950.35.21099 | HEWI Rail with vertical support bar and shower head holder | Shower grab rail with vertical support bar and shower head holder System 800 K - vertical and horizontal rails joined to form an L-shape, with shower head holder - with 45° end bend facing the wall - shower grab rail made of high-quality polyamide - rail and gripping area of the shower head holder according to HEWI colour chart - shower head holder, supports and roses made of high-quality polyamide in the HEWI colour 99 (pure white) - with continuous, corrosion resistant steel core - vertical length 1100 mm, horizontal lengths each 762 mm - 90 mm deep, rail diameter 33 mm - wall connection with discreet supports (diameter 18 mm) perpendicular to wall and flat roses - rose diameter 80 mm, cap height 13 mm - shower head holder can be continuously tilted and, after pulling or pushing a large lever, its height can be adjusted - conical adapter on shower head holder makes it easier to hook in the handheld shower head - suitable for shower heads of various manufacturers - easy installation due to individually able fixing plates made of high-quality stainless steel for hanging the shower grab rail - can be mounted in left hand or right hand position - including non-corrosive HEWI fixing material - Please note when using with hanging seats: Compatibility check required. - A detailed list of possible combinations of hand rails, L-shaped rails and shower handrails with matching hanging seats can be found in our online catalogue in the download area of the respective product. Article no.: HEWI 950.35.21099 | https://catalog.hewi.com/en/p/9503521099 | https://catalog.hewi.com/storage/downloads/HEWI_950_35_21099_en.pdf
950.35.21S90 | HEWI Rail with vertical support bar and shower head holder, special length | Shower grab rail with vertical support bar and shower head holder System 800 K - vertical and horizontal rails joined to form an L-shape, with shower head holder - with 45° end bend facing the wall - Shower grab rail made of high-quality polyamide in den HEWI colours 98 (signal white) or 99 (pure white) - shower head holder with black gripping zone - with continuous, corrosion resistant steel core - vertical length made-to-measure from 600 mm to 1250 mm, horizontal lengths made-to-measure from 475 mm to 1800 mm, 90 mm deep, diameter 33 mm - additional support required for lengths above 1340 mm as spacings between supports may not exceed 850 mm - wall connection with discreet supports (diameter 18 mm) perpendicular to wall and flat roses - rose diameter 80 mm, cap height 13 mm - shower head holder can be continuously tilted and, after pulling or pushing a large lever, its height can be adjusted - conical adapter on shower head holder makes it easier to hook in the handheld shower head - suitable for shower heads of various manufacturers - easy installation due to individually able fixing plates made of high-quality stainless steel for hanging the shower grab rail - can be mounted in left hand or right hand position - including non-corrosive HEWI fixing material - Please note when using with hanging seats: Compatibility check required. - A detailed list of possible combinations of hand rails, L-shaped rails and shower handrails with matching hanging seats can be found in our online catalogue in the download area of the respective product. Article no.: HEWI 950.35.21S90 | https://catalog.hewi.com/en/p/9503521S90 | https://catalog.hewi.com/storage/downloads/HEWI_950_35_21S90_en.pdf
950.35.21S91 | HEWI Rail with vertical support bar and shower head holder, special length | Shower grab rail with vertical support bar and shower head holder System 800 K - vertical and horizontal rails joined to form an L-shape, with shower head holder - with 45° end bend facing the wall - shower grab rail made of high-quality polyamide - rail and gripping area of the shower head holder according to HEWI colour chart - shower head holder, supports and roses made of high-quality polyamide in the HEWI colour 98 (signal white) - with continuous, corrosion resistant steel core - vertical length made-to-measure from 600 mm to 1250 mm, horizontal lengths made-to-measure from 475 mm to 1800 mm, 90 mm deep, diameter 33 mm - additional support required for lengths above 1340 mm as spacings between supports may not exceed 850 mm - wall connection with discreet supports (diameter 18 mm) perpendicular to wall and flat roses - rose diameter 80 mm, cap height 13 mm - shower head holder can be continuously tilted and, after pulling or pushing a large lever, its height can be adjusted - conical adapter on shower head holder makes it easier to hook in the handheld shower head - suitable for shower heads of various manufacturers - easy installation due to individually able fixing plates made of high-quality stainless steel for hanging the shower grab rail - can be mounted in left hand or right hand position - including non-corrosive HEWI fixing material - Please note when using with hanging seats: Compatibility check required. - A detailed list of possible combinations of hand rails, L-shaped rails and shower handrails with matching hanging seats can be found in our online catalogue in the download area of the respective product. Article no.: HEWI 950.35.21S91 | https://catalog.hewi.com/en/p/9503521S91 | https://catalog.hewi.com/storage/downloads/HEWI_950_35_21S91_en.pdf
950.35.21S99 | HEWI Rail with vertical support bar and shower head holder, special length | Shower grab rail with vertical support bar and shower head holder System 800 K - vertical and horizontal rails joined to form an L-shape, with shower head holder - with 45° end bend facing the wall - shower grab rail made of high-quality polyamide - rail and gripping area of the shower head holder according to HEWI colour chart - shower head holder, supports and roses made of high-quality polyamide in the HEWI colour 99 (pure white) - with continuous, corrosion resistant steel core - vertical length made-to-measure from 600 mm to 1250 mm, horizontal lengths made-to-measure from 475 mm to 1800 mm, 90 mm deep, diameter 33 mm - additional support required for lengths above 1340 mm as spacings between supports may not exceed 850 mm - wall connection with discreet supports (diameter 18 mm) perpendicular to wall and flat roses - rose diameter 80 mm, cap height 13 mm - shower head holder can be continuously tilted and, after pulling or pushing a large lever, its height can be adjusted - conical adapter on shower head holder makes it easier to hook in the handheld shower head - suitable for shower heads of various manufacturers - easy installation due to individually able fixing plates made of high-quality stainless steel for hanging the shower grab rail - can be mounted in left hand or right hand position - including non-corrosive HEWI fixing material - Please note when using with hanging seats: Compatibility check required. - A detailed list of possible combinations of hand rails, L-shaped rails and shower handrails with matching hanging seats can be found in our online catalogue in the download area of the respective product. Article no.: HEWI 950.35.21S99 | https://catalog.hewi.com/en/p/9503521S99 | https://catalog.hewi.com/storage/downloads/HEWI_950_35_21S99_en.pdf
950.35.22051 | HEWI Rail with vertical support bar and shower head holder WARM TOUCH | Shower grab rail with vertical support bar and shower head holder - vertical and horizontal rails joined to form an L-shape, with shower head holder - with 45° end bend facing the wall - made of high-quality chrome-look coated polyamide that is warm to touch - shower head holder made of high-quality polyamide in HEWI colour 98 (signal white) - with continuous, corrosion resistant steel core - vertical length 1250 mm, horizontal lengths each 762 mm - 90 mm deep, rail diameter 33 mm - wall connection with discreet supports (diameter 18 mm) perpendicular to wall and flat roses - rose diameter 80 mm, cap height 13 mm - shower head holder can be continuously tilted and, after pulling or pushing a large lever, its height can be adjusted - conical adapter on shower head holder makes it easier to hook in the handheld shower head - suitable for shower heads of various manufacturers - easy installation due to individually able fixing plates made of high-quality stainless steel for hanging the shower grab rail - fixing with grub screw located on the underside of the rose - can be mounted in left hand or right hand position - including non-corrosive HEWI fixing material - Please note when using with hanging seats: Compatibility check required. - A detailed list of possible combinations of hand rails, L-shaped rails and shower handrails with matching hanging seats can be found in our online catalogue in the download area of the respective product. Article no.: HEWI 950.35.22051 | https://catalog.hewi.com/en/p/9503522051 | https://catalog.hewi.com/storage/downloads/HEWI_950_35_22051_en.pdf
950.35.22054 | HEWI Rail with vertical support bar and shower head holder WARM TOUCH | Shower grab rail with vertical support bar and shower head holder - vertical and horizontal rails joined to form an L-shape, with shower head holder - with 45° end bend facing the wall - made of high-quality chrome-look coated polyamide that is warm to touch - shower head holder made of high-quality polyamide in HEWI colour 92 (anthracite grey) - with continuous, corrosion resistant steel core - vertical length 1250 mm, horizontal lengths each 762 mm - 90 mm deep, rail diameter 33 mm - wall connection with discreet supports (diameter 18 mm) perpendicular to wall and flat roses - rose diameter 80 mm, cap height 13 mm - shower head holder can be continuously tilted and, after pulling or pushing a large lever, its height can be adjusted - conical adapter on shower head holder makes it easier to hook in the handheld shower head - suitable for shower heads of various manufacturers - easy installation due to individually able fixing plates made of high-quality stainless steel for hanging the shower grab rail - fixing with grub screw located on the underside of the rose - can be mounted in left hand or right hand position - including non-corrosive HEWI fixing material - Please note when using with hanging seats: Compatibility check required. - A detailed list of possible combinations of hand rails, L-shaped rails and shower handrails with matching hanging seats can be found in our online catalogue in the download area of the respective product. Article no.: HEWI 950.35.22054 | https://catalog.hewi.com/en/p/9503522054 | https://catalog.hewi.com/storage/downloads/HEWI_950_35_22054_en.pdf
950.35.22090 | HEWI Rail with vertical support bar and shower head holder | Shower grab rail with vertical support bar and shower head holder System 800 K - vertical and horizontal rails joined to form an L-shape, with shower head holder - with 45° end bends facing the wall - Shower grab rail made of high-quality polyamide in den HEWI colours 98 (signal white) or 99 (pure white) - shower head holder with black gripping zone - with continuous, corrosion resistant steel core - vertical length 1250 mm, horizontal lengths each 762 mm - 90 mm deep, rail diameter 33 mm - wall connection with discreet supports (diameter 18 mm) perpendicular to wall and flat roses - rose diameter 80 mm, cap height 13 mm - shower head holder can be continuously tilted and, after pulling or pushing a large lever, its height can be adjusted - conical adapter on shower head holder makes it easier to hook in the handheld shower head - suitable for shower heads of various manufacturers - easy installation due to individually able fixing plates made of high-quality stainless steel for hanging the shower grab rail - can be mounted in left hand or right hand position - including non-corrosive HEWI fixing material - Please note when using with hanging seats: Compatibility check required. - A detailed list of possible combinations of hand rails, L-shaped rails and shower handrails with matching hanging seats can be found in our online catalogue in the download area of the respective product. Article no.: HEWI 950.35.22090 | https://catalog.hewi.com/en/p/9503522090 | https://catalog.hewi.com/storage/downloads/HEWI_950_35_22090_en.pdf
950.35.22091 | HEWI Rail with vertical support bar and shower head holder | Shower grab rail with vertical support bar and shower head holder System 800 K - vertical and horizontal rails joined to form an L-shape, with shower head holder - with 45° end bends facing the wall - shower grab rail made of high-quality polyamide - rail and gripping area of the shower head holder according to HEWI colour chart - shower head holder, supports and roses made of high-quality polyamide in the HEWI colour 98 (signal white) - with continuous, corrosion resistant steel core - vertical length 1250 mm, horizontal lengths each 762 mm - 90 mm deep, rail diameter 33 mm - wall connection with discreet supports (diameter 18 mm) perpendicular to wall and flat roses - rose diameter 80 mm, cap height 13 mm - shower head holder can be continuously tilted and, after pulling or pushing a large lever, its height can be adjusted - conical adapter on shower head holder makes it easier to hook in the handheld shower head - suitable for shower heads of various manufacturers - easy installation due to individually able fixing plates made of high-quality stainless steel for hanging the shower grab rail - can be mounted in left hand or right hand position - including non-corrosive HEWI fixing material - Please note when using with hanging seats: Compatibility check required. - A detailed list of possible combinations of hand rails, L-shaped rails and shower handrails with matching hanging seats can be found in our online catalogue in the download area of the respective product. Article no.: HEWI 950.35.22091 | https://catalog.hewi.com/en/p/9503522091 | https://catalog.hewi.com/storage/downloads/HEWI_950_35_22091_en.pdf
950.35.22099 | HEWI Rail with vertical support bar and shower head holder | Shower grab rail with vertical support bar and shower head holder System 800 K - vertical and horizontal rails joined to form an L-shape, with shower head holder - with 45° end bends facing the wall - shower grab rail made of high-quality polyamide - rail and gripping area of the shower head holder according to HEWI colour chart - shower head holder, supports and roses made of high-quality polyamide in the HEWI colour 99 (pure white) - with continuous, corrosion resistant steel core - vertical length 1250 mm, horizontal lengths each 762 mm - 90 mm deep, rail diameter 33 mm - wall connection with discreet supports (diameter 18 mm) perpendicular to wall and flat roses - rose diameter 80 mm, cap height 13 mm - shower head holder can be continuously tilted and, after pulling or pushing a large lever, its height can be adjusted - conical adapter on shower head holder makes it easier to hook in the handheld shower head - suitable for shower heads of various manufacturers - easy installation due to individually able fixing plates made of high-quality stainless steel for hanging the shower grab rail - can be mounted in left hand or right hand position - including non-corrosive HEWI fixing material - Please note when using with hanging seats: Compatibility check required. - A detailed list of possible combinations of hand rails, L-shaped rails and shower handrails with matching hanging seats can be found in our online catalogue in the download area of the respective product. Article no.: HEWI 950.35.22099 | https://catalog.hewi.com/en/p/9503522099 | https://catalog.hewi.com/storage/downloads/HEWI_950_35_22099_en.pdf
950.35.23051 | HEWI Rail with vertical support bar and shower head holder WARM TOUCH | Shower grab rail with vertical support bar and shower head holder - vertical and horizontal rails joined to form an L-shape, with shower head holder - with 45° end bend facing the wall - made of high-quality chrome-look coated polyamide that is warm to touch - shower head holder made of high-quality polyamide in HEWI colour 98 (signal white) - with continuous, corrosion resistant steel core - vertical length 1100 mm, horizontal lengths 762 mm and 962 mm - 90 mm deep, rail diameter 33 mm - wall connection with discreet supports (diameter 18 mm) perpendicular to wall and flat roses - rose diameter 80 mm, cap height 13 mm - shower head holder can be continuously tilted and, after pulling or pushing a large lever, its height can be adjusted - conical adapter on shower head holder makes it easier to hook in the handheld shower head - suitable for shower heads of various manufacturers - easy installation due to individually able fixing plates made of high-quality stainless steel for hanging the shower grab rail - fixing with grub screw located on the underside of the rose - can be mounted in left hand or right hand position - including non-corrosive HEWI fixing material - fulfils the ÖNORM B1600/1601 requirements - Please note when using with hanging seats: Compatibility check required. - A detailed list of possible combinations of hand rails, L-shaped rails and shower handrails with matching hanging seats can be found in our online catalogue in the download area of the respective product. Article no.: HEWI 950.35.23051 | https://catalog.hewi.com/en/p/9503523051 | https://catalog.hewi.com/storage/downloads/HEWI_950_35_23051_en.pdf
950.35.23054 | HEWI Rail with vertical support bar and shower head holder WARM TOUCH | Shower grab rail with vertical support bar and shower head holder - vertical and horizontal rails joined to form an L-shape, with shower head holder - with 45° end bend facing the wall - made of high-quality chrome-look coated polyamide that is warm to touch - shower head holder made of high-quality polyamide in HEWI colour 92 (anthracite grey) - with continuous, corrosion resistant steel core - vertical length 1100 mm, horizontal lengths 762 mm and 962 mm - 90 mm deep, rail diameter 33 mm - wall connection with discreet supports (diameter 18 mm) perpendicular to wall and flat roses - rose diameter 80 mm, cap height 13 mm - shower head holder can be continuously tilted and, after pulling or pushing a large lever, its height can be adjusted - conical adapter on shower head holder makes it easier to hook in the handheld shower head - suitable for shower heads of various manufacturers - easy installation due to individually able fixing plates made of high-quality stainless steel for hanging the shower grab rail - fixing with grub screw located on the underside of the rose - can be mounted in left hand or right hand position - including non-corrosive HEWI fixing material - fulfils the ÖNORM B1600/1601 requirements - Please note when using with hanging seats: Compatibility check required. - A detailed list of possible combinations of hand rails, L-shaped rails and shower handrails with matching hanging seats can be found in our online catalogue in the download area of the respective product. Article no.: HEWI 950.35.23054 | https://catalog.hewi.com/en/p/9503523054 | https://catalog.hewi.com/storage/downloads/HEWI_950_35_23054_en.pdf
950.35.23090 | HEWI Rail with vertical support bar and shower head holder | Shower grab rail with vertical support bar and shower head holder System 800 K - vertical and horizontal rails joined to form an L-shape, with shower head holder - with 45° end bend facing the wall - Shower grab rail made of high-quality polyamide in den HEWI colours 98 (signal white) or 99 (pure white) - shower head holder with black gripping zone - with continuous, corrosion resistant steel core - vertical length 1100 mm, horizontal lengths 762 mm and 962 mm - 90 mm deep, rail diameter 33 mm - wall connection with discreet supports (diameter 18 mm) perpendicular to wall and flat roses - rose diameter 80 mm, cap height 13 mm - shower head holder can be continuously tilted and, after pulling or pushing a large lever, its height can be adjusted - conical adapter on shower head holder makes it easier to hook in the handheld shower head - suitable for shower heads of various manufacturers - easy installation due to individually able fixing plates made of high-quality stainless steel for hanging the shower grab rail - can be mounted in left hand or right hand position - including non-corrosive HEWI fixing material - fulfils the ÖNORM B1600/1601 requirements - Please note when using with hanging seats: Compatibility check required. - A detailed list of possible combinations of hand rails, L-shaped rails and shower handrails with matching hanging seats can be found in our online catalogue in the download area of the respective product. Article no.: HEWI 950.35.23090 | https://catalog.hewi.com/en/p/9503523090 | https://catalog.hewi.com/storage/downloads/HEWI_950_35_23090_en.pdf
950.35.23091 | HEWI Rail with vertical support bar and shower head holder | Shower grab rail with vertical support bar and shower head holder System 800 K - vertical and horizontal rails joined to form an L-shape, with shower head holder - with 45° end bend facing the wall - shower grab rail made of high-quality polyamide - rail and gripping area of the shower head holder according to HEWI colour chart - shower head holder, supports and roses made of high-quality polyamide in the HEWI colour 98 (signal white) - with continuous, corrosion resistant steel core - vertical length 1100 mm, horizontal lengths 762 mm and 962 mm - 90 mm deep, rail diameter 33 mm - wall connection with discreet supports (diameter 18 mm) perpendicular to wall and flat roses - rose diameter 80 mm, cap height 13 mm - shower head holder can be continuously tilted and, after pulling or pushing a large lever, its height can be adjusted - conical adapter on shower head holder makes it easier to hook in the handheld shower head - suitable for shower heads of various manufacturers - easy installation due to individually able fixing plates made of high-quality stainless steel for hanging the shower grab rail - can be mounted in left hand or right hand position - including non-corrosive HEWI fixing material - fulfils the ÖNORM B1600/1601 requirements - Please note when using with hanging seats: Compatibility check required. - A detailed list of possible combinations of hand rails, L-shaped rails and shower handrails with matching hanging seats can be found in our online catalogue in the download area of the respective product. Article no.: HEWI 950.35.23091 | https://catalog.hewi.com/en/p/9503523091 | https://catalog.hewi.com/storage/downloads/HEWI_950_35_23091_en.pdf
950.35.23099 | HEWI Rail with vertical support bar and shower head holder | Shower grab rail with vertical support bar and shower head holder System 800 K - vertical and horizontal rails joined to form an L-shape, with shower head holder - with 45° end bend facing the wall - shower grab rail made of high-quality polyamide - rail and gripping area of the shower head holder according to HEWI colour chart - shower head holder, supports and roses made of high-quality polyamide in the HEWI colour 99 (pure white) - with continuous, corrosion resistant steel core - vertical length 1100 mm, horizontal lengths 762 mm and 962 mm - 90 mm deep, rail diameter 33 mm - wall connection with discreet supports (diameter 18 mm) perpendicular to wall and flat roses - rose diameter 80 mm, cap height 13 mm - shower head holder can be continuously tilted and, after pulling or pushing a large lever, its height can be adjusted - conical adapter on shower head holder makes it easier to hook in the handheld shower head - suitable for shower heads of various manufacturers - easy installation due to individually able fixing plates made of high-quality stainless steel for hanging the shower grab rail - can be mounted in left hand or right hand position - including non-corrosive HEWI fixing material - fulfils the ÖNORM B1600/1601 requirements - Please note when using with hanging seats: Compatibility check required. - A detailed list of possible combinations of hand rails, L-shaped rails and shower handrails with matching hanging seats can be found in our online catalogue in the download area of the respective product. Article no.: HEWI 950.35.23099 | https://catalog.hewi.com/en/p/9503523099 | https://catalog.hewi.com/storage/downloads/HEWI_950_35_23099_en.pdf
950.35.24051 | HEWI Rail with vertical support bar and shower head holder WARM TOUCH | Shower grab rail with vertical support bar and shower head holder - vertical and horizontal rails joined to form an L-shape, with shower head holder - with 45° end bend facing the wall - made of high-quality chrome-look coated polyamide that is warm to touch - shower head holder made of high-quality polyamide in HEWI colour 98 (signal white) - with continuous, corrosion resistant steel core - vertical length 1250 mm, horizontal lengths 762 mm and 962 mm - 90 mm deep, rail diameter 33 mm - wall connection with discreet supports (diameter 18 mm) perpendicular to wall and flat roses - rose diameter 80 mm, cap height 13 mm - shower head holder can be continuously tilted and, after pulling or pushing a large lever, its height can be adjusted - conical adapter on shower head holder makes it easier to hook in the handheld shower head - suitable for shower heads of various manufacturers - easy installation due to individually able fixing plates made of high-quality stainless steel for hanging the shower grab rail - fixing with grub screw located on the underside of the rose - can be mounted in left hand or right hand position - including non-corrosive HEWI fixing material - fulfils the ÖNORM B1600/1601 requirements - Please note when using with hanging seats: Compatibility check required. - A detailed list of possible combinations of hand rails, L-shaped rails and shower handrails with matching hanging seats can be found in our online catalogue in the download area of the respective product. Article no.: HEWI 950.35.24051 | https://catalog.hewi.com/en/p/9503524051 | https://catalog.hewi.com/storage/downloads/HEWI_950_35_24051_en.pdf
950.35.24054 | HEWI Rail with vertical support bar and shower head holder WARM TOUCH | Shower grab rail with vertical support bar and shower head holder - vertical and horizontal rails joined to form an L-shape, with shower head holder - with 45° end bend facing the wall - made of high-quality chrome-look coated polyamide that is warm to touch - shower head holder made of high-quality polyamide in HEWI colour 92 (anthracite grey) - with continuous, corrosion resistant steel core - vertical length 1250 mm, horizontal lengths 762 mm and 962 mm - 90 mm deep, rail diameter 33 mm - wall connection with discreet supports (diameter 18 mm) perpendicular to wall and flat roses - rose diameter 80 mm, cap height 13 mm - shower head holder can be continuously tilted and, after pulling or pushing a large lever, its height can be adjusted - conical adapter on shower head holder makes it easier to hook in the handheld shower head - suitable for shower heads of various manufacturers - easy installation due to individually able fixing plates made of high-quality stainless steel for hanging the shower grab rail - fixing with grub screw located on the underside of the rose - can be mounted in left hand or right hand position - including non-corrosive HEWI fixing material - fulfils the ÖNORM B1600/1601 requirements - Please note when using with hanging seats: Compatibility check required. - A detailed list of possible combinations of hand rails, L-shaped rails and shower handrails with matching hanging seats can be found in our online catalogue in the download area of the respective product. Article no.: HEWI 950.35.24054 | https://catalog.hewi.com/en/p/9503524054 | https://catalog.hewi.com/storage/downloads/HEWI_950_35_24054_en.pdf
950.35.24090 | HEWI Rail with vertical support bar and shower head holder | Shower grab rail with vertical support bar and shower head holder System 800 K - vertical and horizontal rails joined to form an L-shape, with shower head holder - with 45° end bends facing the wall - Shower grab rail made of high-quality polyamide in den HEWI colours 98 (signal white) or 99 (pure white) - shower head holder with black gripping zone - with continuous, corrosion resistant steel core - vertical length 1250 mm, horizontal lengths 762 mm and 962 mm - 90 mm deep, rail diameter 33 mm - wall connection with discreet supports (diameter 18 mm) perpendicular to wall and flat roses - rose diameter 80 mm, cap height 13 mm - shower head holder can be continuously tilted and, after pulling or pushing a large lever, its height can be adjusted - conical adapter on shower head holder makes it easier to hook in the handheld shower head - suitable for shower heads of various manufacturers - easy installation due to individually able fixing plates made of high-quality stainless steel for hanging the shower grab rail - can be mounted in left hand or right hand position - including non-corrosive HEWI fixing material - fulfils the ÖNORM B1600/1601 requirements - Please note when using with hanging seats: Compatibility check required. - A detailed list of possible combinations of hand rails, L-shaped rails and shower handrails with matching hanging seats can be found in our online catalogue in the download area of the respective product. Article no.: HEWI 950.35.24090 | https://catalog.hewi.com/en/p/9503524090 | https://catalog.hewi.com/storage/downloads/HEWI_950_35_24090_en.pdf
950.35.24091 | HEWI Rail with vertical support bar and shower head holder | Shower grab rail with vertical support bar and shower head holder System 800 K - vertical and horizontal rails joined to form an L-shape, with shower head holder - with 45° end bends facing the wall - shower grab rail made of high-quality polyamide - rail and gripping area of the shower head holder according to HEWI colour chart - shower head holder, supports and roses made of high-quality polyamide in the HEWI colour 98 (signal white) - with continuous, corrosion resistant steel core - vertical length 1250 mm, horizontal lengths 762 mm and 962 mm - 90 mm deep, rail diameter 33 mm - wall connection with discreet supports (diameter 18 mm) perpendicular to wall and flat roses - rose diameter 80 mm, cap height 13 mm - shower head holder can be continuously tilted and, after pulling or pushing a large lever, its height can be adjusted - conical adapter on shower head holder makes it easier to hook in the handheld shower head - suitable for shower heads of various manufacturers - easy installation due to individually able fixing plates made of high-quality stainless steel for hanging the shower grab rail - can be mounted in left hand or right hand position - including non-corrosive HEWI fixing material - fulfils the ÖNORM B1600/1601 requirements - Please note when using with hanging seats: Compatibility check required. - A detailed list of possible combinations of hand rails, L-shaped rails and shower handrails with matching hanging seats can be found in our online catalogue in the download area of the respective product. Article no.: HEWI 950.35.24091 | https://catalog.hewi.com/en/p/9503524091 | https://catalog.hewi.com/storage/downloads/HEWI_950_35_24091_en.pdf
950.35.24099 | HEWI Rail with vertical support bar and shower head holder | Shower grab rail with vertical support bar and shower head holder System 800 K - vertical and horizontal rails joined to form an L-shape, with shower head holder - with 45° end bends facing the wall - shower grab rail made of high-quality polyamide - rail and gripping area of the shower head holder according to HEWI colour chart - shower head holder, supports and roses made of high-quality polyamide in the HEWI colour 99 (pure white) - with continuous, corrosion resistant steel core - vertical length 1250 mm, horizontal lengths 762 mm and 962 mm - 90 mm deep, rail diameter 33 mm - wall connection with discreet supports (diameter 18 mm) perpendicular to wall and flat roses - rose diameter 80 mm, cap height 13 mm - shower head holder can be continuously tilted and, after pulling or pushing a large lever, its height can be adjusted - conical adapter on shower head holder makes it easier to hook in the handheld shower head - suitable for shower heads of various manufacturers - easy installation due to individually able fixing plates made of high-quality stainless steel for hanging the shower grab rail - can be mounted in left hand or right hand position - including non-corrosive HEWI fixing material - fulfils the ÖNORM B1600/1601 requirements - Please note when using with hanging seats: Compatibility check required. - A detailed list of possible combinations of hand rails, L-shaped rails and shower handrails with matching hanging seats can be found in our online catalogue in the download area of the respective product. Article no.: HEWI 950.35.24099 | https://catalog.hewi.com/en/p/9503524099 | https://catalog.hewi.com/storage/downloads/HEWI_950_35_24099_en.pdf
950.35.31051 | HEWI Shower grab rail with sideways adjustable vertical support bar and shower head holder WARM TOUCH | Shower grab rail with vertical support bar and shower head holder - vertical and horizontal rails joined to form an L-shape, with shower head holder - with 45° end bends facing the wall - with vertical rail with shower head holder that can be moved to the side (for installation) - made of high-quality chrome-look coated polyamide that is warm to touch - shower head holder made of high-quality polyamide in HEWI colour 98 (signal white) - with continuous, corrosion resistant steel core - vertical length 1100 mm, horizontal lengths (corner mounting) each 762 mm - 90 mm deep, rail diameter 33 mm - wall connection with discreet supports (diameter 18 mm) perpendicular to wall and flat roses - rose diameter 80 mm, cap height 13 mm - shower head holder can be continuously tilted and, after pulling or pushing a large lever, its height can be adjusted - conical adapter on shower head holder makes it easier to hook in the handheld shower head - suitable for shower heads of various manufacturers - easy installation due to individually able fixing plates made of high-quality stainless steel for hanging the shower grab rail - fixing with grub screw located on the underside of the rose - can be mounted in left hand or right hand position - including non-corrosive HEWI fixing material - Please note when using with hanging seats: Compatibility check required. - A detailed list of possible combinations of hand rails, L-shaped rails and shower handrails with matching hanging seats can be found in our online catalogue in the download area of the respective product. Article no.: HEWI 950.35.31051 | https://catalog.hewi.com/en/p/9503531051 | https://catalog.hewi.com/storage/downloads/HEWI_950_35_31051_en.pdf
950.35.31054 | HEWI Shower grab rail with sideways adjustable vertical support bar and shower head holder WARM TOUCH | Shower grab rail with vertical support bar and shower head holder - vertical and horizontal rails joined to form an L-shape, with shower head holder - with 45° end bends facing the wall - with vertical rail with shower head holder that can be moved to the side (for installation) - made of high-quality chrome-look coated polyamide that is warm to touch - shower head holder made of high-quality polyamide in HEWI colour 92 (anthracite grey) - with continuous, corrosion resistant steel core - vertical length 1100 mm, horizontal lengths (corner mounting) each 762 mm - 90 mm deep, rail diameter 33 mm - wall connection with discreet supports (diameter 18 mm) perpendicular to wall and flat roses - rose diameter 80 mm, cap height 13 mm - shower head holder can be continuously tilted and, after pulling or pushing a large lever, its height can be adjusted - conical adapter on shower head holder makes it easier to hook in the handheld shower head - suitable for shower heads of various manufacturers - easy installation due to individually able fixing plates made of high-quality stainless steel for hanging the shower grab rail - fixing with grub screw located on the underside of the rose - can be mounted in left hand or right hand position - including non-corrosive HEWI fixing material - Please note when using with hanging seats: Compatibility check required. - A detailed list of possible combinations of hand rails, L-shaped rails and shower handrails with matching hanging seats can be found in our online catalogue in the download area of the respective product. Article no.: HEWI 950.35.31054 | https://catalog.hewi.com/en/p/9503531054 | https://catalog.hewi.com/storage/downloads/HEWI_950_35_31054_en.pdf
950.35.31090 | HEWI Shower grab rail with sideways adjustable vertical support bar and shower head holder | Shower grab rail with vertical support bar and shower head holder System 800 K - vertical and horizontal rails joined to form an L-shape, with shower head holder - with 45° end bends facing the wall - with vertical rail with shower head holder that can be moved to the side (for installation) - Shower grab rail made of high-quality polyamide in den HEWI colours 98 (signal white) or 99 (pure white) - shower head holder with black gripping zone - with continuous, corrosion resistant steel core - vertical length 1100 mm, horizontal lengths (corner mounting) each 762 mm - 90 mm deep, rail diameter 33 mm - wall connection with discreet supports (diameter 18 mm) perpendicular to wall and flat roses - rose diameter 80 mm, cap height 13 mm - shower head holder can be continuously tilted and, after pulling or pushing a large lever, its height can be adjusted - conical adapter on shower head holder makes it easier to hook in the handheld shower head - suitable for shower heads of various manufacturers - easy installation due to individually able fixing plates made of high-quality stainless steel for hanging the shower grab rail - can be mounted in left hand or right hand position - including non-corrosive HEWI fixing material. - Please note when using with hanging seats: Compatibility check required. - A detailed list of possible combinations of hand rails, L-shaped rails and shower handrails with matching hanging seats can be found in our online catalogue in the download area of the respective product. Article no.: HEWI 950.35.31090 | https://catalog.hewi.com/en/p/9503531090 | https://catalog.hewi.com/storage/downloads/HEWI_950_35_31090_en.pdf
950.35.31091 | HEWI Rail with vertical support bar and shower head holder | Shower grab rail with vertical support bar and shower head holder System 800 K - vertical and horizontal rails joined to form an L-shape, with shower head holder - with 45° end bends facing the wall - with vertical rail with shower head holder that can be moved to the side (for installation) - shower grab rail made of high-quality polyamide - rails according to HEWI colour chart - shower head holder, supports and roses made of high-quality polyamide in the HEWI colour 98 (signal white) - with continuous, corrosion resistant steel core - vertical length 1100 mm, horizontal lengths (corner mounting) each 762 mm - 90 mm deep, rail diameter 33 mm - wall connection with discreet supports (diameter 18 mm) perpendicular to wall and flat roses - rose diameter 80 mm, cap height 13 mm - shower head holder can be continuously tilted and, after pulling or pushing a large lever, its height can be adjusted - conical adapter on shower head holder makes it easier to hook in the handheld shower head - suitable for shower heads of various manufacturers - easy installation due to individually able fixing plates made of high-quality stainless steel for hanging the shower grab rail - can be mounted in left hand or right hand position - including non-corrosive HEWI fixing material. - Please note when using with hanging seats: Compatibility check required. - A detailed list of possible combinations of hand rails, L-shaped rails and shower handrails with matching hanging seats can be found in our online catalogue in the download area of the respective product. Article no.: HEWI 950.35.31091 | https://catalog.hewi.com/en/p/9503531091 | https://catalog.hewi.com/storage/downloads/HEWI_950_35_31091_en.pdf
950.35.31099 | HEWI Shower grab rail with sideways adjustable vertical support bar and shower head holder | Shower grab rail with vertical support bar and shower head holder System 800 K - vertical and horizontal rails joined to form an L-shape, with shower head holder - with 45° end bends facing the wall - with vertical rail with shower head holder that can be moved to the side (for installation) - shower grab rail made of high-quality polyamide - rail and gripping area of the shower head holder according to HEWI colour chart - shower head holder, supports and roses made of high-quality polyamide in the HEWI colour 99 (pure white) - with continuous, corrosion resistant steel core - vertical length 1100 mm, horizontal lengths (corner mounting) each 762 mm - 90 mm deep, rail diameter 33 mm - wall connection with discreet supports (diameter 18 mm) perpendicular to wall and flat roses - rose diameter 80 mm, cap height 13 mm - shower head holder can be continuously tilted and, after pulling or pushing a large lever, its height can be adjusted - conical adapter on shower head holder makes it easier to hook in the handheld shower head - suitable for shower heads of various manufacturers - easy installation due to individually able fixing plates made of high-quality stainless steel for hanging the shower grab rail - can be mounted in left hand or right hand position - including non-corrosive HEWI fixing material. - Please note when using with hanging seats: Compatibility check required. - A detailed list of possible combinations of hand rails, L-shaped rails and shower handrails with matching hanging seats can be found in our online catalogue in the download area of the respective product. Article no.: HEWI 950.35.31099 | https://catalog.hewi.com/en/p/9503531099 | https://catalog.hewi.com/storage/downloads/HEWI_950_35_31099_en.pdf
950.35.32051 | HEWI Shower grab rail with sideways adjustable vertical support bar and shower head holder WARM TOUCH | Shower grab rail with vertical support bar and shower head holder - vertical and horizontal rails joined to form an L-shape, with shower head holder - with 45° end bends facing the wall - with vertical rail with shower head holder that can be moved to the side (for installation) - made of high-quality chrome-look coated polyamide that is warm to touch - shower head holder made of high-quality polyamide in HEWI colour 98 (signal white) - with continuous, corrosion resistant steel core - vertical length 1250 mm, horizontal lengths (corner mounting) each 762 mm - 90 mm deep, rail diameter 33 mm - wall connection with discreet supports (diameter 18 mm) perpendicular to wall and flat roses - rose diameter 80 mm, cap height 13 mm - shower head holder can be continuously tilted and, after pulling or pushing a large lever, its height can be adjusted - conical adapter on shower head holder makes it easier to hook in the handheld shower head - suitable for shower heads of various manufacturers - easy installation due to individually able fixing plates made of high-quality stainless steel for hanging the shower grab rail - fixing with grub screw located on the underside of the rose - can be mounted in left hand or right hand position - including non-corrosive HEWI fixing material - Please note when using with hanging seats: Compatibility check required. - A detailed list of possible combinations of hand rails, L-shaped rails and shower handrails with matching hanging seats can be found in our online catalogue in the download area of the respective product. Article no.: HEWI 950.35.32051 | https://catalog.hewi.com/en/p/9503532051 | https://catalog.hewi.com/storage/downloads/HEWI_950_35_32051_en.pdf
950.35.32054 | HEWI Shower grab rail with sideways adjustable vertical support bar and shower head holder WARM TOUCH | Shower grab rail with vertical support bar and shower head holder - vertical and horizontal rails joined to form an L-shape, with shower head holder - with 45° end bends facing the wall - with vertical rail with shower head holder that can be moved to the side (for installation) - made of high-quality chrome-look coated polyamide that is warm to touch - shower head holder made of high-quality polyamide in HEWI colour 92 (anthracite grey) - with continuous, corrosion resistant steel core - vertical length 1250 mm, horizontal lengths (corner mounting) each 762 mm - 90 mm deep, rail diameter 33 mm - wall connection with discreet supports (diameter 18 mm) perpendicular to wall and flat roses - rose diameter 80 mm, cap height 13 mm - shower head holder can be continuously tilted and, after pulling or pushing a large lever, its height can be adjusted - conical adapter on shower head holder makes it easier to hook in the handheld shower head - suitable for shower heads of various manufacturers - easy installation due to individually able fixing plates made of high-quality stainless steel for hanging the shower grab rail - fixing with grub screw located on the underside of the rose - can be mounted in left hand or right hand position - including non-corrosive HEWI fixing material - Please note when using with hanging seats: Compatibility check required. - A detailed list of possible combinations of hand rails, L-shaped rails and shower handrails with matching hanging seats can be found in our online catalogue in the download area of the respective product. Article no.: HEWI 950.35.32054 | https://catalog.hewi.com/en/p/9503532054 | https://catalog.hewi.com/storage/downloads/HEWI_950_35_32054_en.pdf
950.35.32090 | HEWI Shower grab rail with sideways adjustable vertical support bar and shower head holder | Shower grab rail with vertical support bar and shower head holder System 800 K - vertical and horizontal rails joined to form an L-shape, with shower head holder - with 45° end bends facing the wall - with vertical rail with shower head holder that can be moved to the side (for installation) - Shower grab rail made of high-quality polyamide in den HEWI colours 98 (signal white) or 99 (pure white) - shower head holder with black gripping zone - with continuous, corrosion resistant steel core - vertical length 1250 mm, horizontal lengths (corner mounting) each 762 mm - 90 mm deep, rail diameter 33 mm - wall connection with discreet supports (diameter 18 mm) perpendicular to wall and flat roses - rose diameter 80 mm, cap height 13 mm - shower head holder can be continuously tilted and, after pulling or pushing a large lever, its height can be adjusted - conical adapter on shower head holder makes it easier to hook in the handheld shower head - suitable for shower heads of various manufacturers - easy installation due to individually able fixing plates made of high-quality stainless steel for hanging the shower grab rail - can be mounted in left hand or right hand position - including non-corrosive HEWI fixing material. - Please note when using with hanging seats: Compatibility check required. - A detailed list of possible combinations of hand rails, L-shaped rails and shower handrails with matching hanging seats can be found in our online catalogue in the download area of the respective product. Article no.: HEWI 950.35.32090 | https://catalog.hewi.com/en/p/9503532090 | https://catalog.hewi.com/storage/downloads/HEWI_950_35_32090_en.pdf
950.35.32091 | HEWI Shower grab rail with sideways adjustable vertical support bar and shower head holder | Shower grab rail with vertical support bar and shower head holder System 800 K - vertical and horizontal rails joined to form an L-shape, with shower head holder - with 45° end bends facing the wall - with vertical rail with shower head holder that can be moved to the side (for installation) - shower grab rail made of high-quality polyamide - rails according to HEWI colour chart - shower head holder, supports and roses made of high-quality polyamide in the HEWI colour 98 (signal white) - with continuous, corrosion resistant steel core - vertical length 1250 mm, horizontal lengths (corner mounting) each 762 mm - 90 mm deep, rail diameter 33 mm - wall connection with discreet supports (diameter 18 mm) perpendicular to wall and flat roses - rose diameter 80 mm, cap height 13 mm - shower head holder can be continuously tilted and, after pulling or pushing a large lever, its height can be adjusted - conical adapter on shower head holder makes it easier to hook in the handheld shower head - suitable for shower heads of various manufacturers - easy installation due to individually able fixing plates made of high-quality stainless steel for hanging the shower grab rail - can be mounted in left hand or right hand position - including non-corrosive HEWI fixing material. - Please note when using with hanging seats: Compatibility check required. - A detailed list of possible combinations of hand rails, L-shaped rails and shower handrails with matching hanging seats can be found in our online catalogue in the download area of the respective product. Article no.: HEWI 950.35.32091 | https://catalog.hewi.com/en/p/9503532091 | https://catalog.hewi.com/storage/downloads/HEWI_950_35_32091_en.pdf
950.35.32099 | HEWI Shower grab rail with sideways adjustable vertical support bar and shower head holder | Shower grab rail with vertical support bar and shower head holder System 800 K - vertical and horizontal rails joined to form an L-shape, with shower head holder - with 45° end bends facing the wall - with vertical rail with shower head holder that can be moved to the side (for installation) - shower grab rail made of high-quality polyamide - rail and gripping area of the shower head holder according to HEWI colour chart - shower head holder, supports and roses made of high-quality polyamide in the HEWI colour 99 (pure white) - with continuous, corrosion resistant steel core - vertical length 1250 mm, horizontal lengths (corner mounting) each 762 mm - 90 mm deep, rail diameter 33 mm - wall connection with discreet supports (diameter 18 mm) perpendicular to wall and flat roses - rose diameter 80 mm, cap height 13 mm - shower head holder can be continuously tilted and, after pulling or pushing a large lever, its height can be adjusted - conical adapter on shower head holder makes it easier to hook in the handheld shower head - suitable for shower heads of various manufacturers - easy installation due to individually able fixing plates made of high-quality stainless steel for hanging the shower grab rail - can be mounted in left hand or right hand position - including non-corrosive HEWI fixing material. - Please note when using with hanging seats: Compatibility check required. - A detailed list of possible combinations of hand rails, L-shaped rails and shower handrails with matching hanging seats can be found in our online catalogue in the download area of the respective product. Article no.: HEWI 950.35.32099 | https://catalog.hewi.com/en/p/9503532099 | https://catalog.hewi.com/storage/downloads/HEWI_950_35_32099_en.pdf
950.35.33051 | HEWI Shower grab rail with sideways adjustable vertical support bar and shower head holder WARM TOUCH | Shower grab rail with vertical support bar and shower head holder - vertical and horizontal rails joined to form an L-shape, with shower head holder - with 45° end bends facing the wall - with vertical rail with shower head holder that can be moved to the side (for installation) - made of high-quality chrome-look coated polyamide that is warm to touch - shower head holder made of high-quality polyamide in HEWI colour 98 (signal white) - with continuous, corrosion resistant steel core - vertical length 1100 mm, horizontal lengths (corner mounting) 962 mm - 90 mm deep, rail diameter 33 mm - wall connection with discreet supports (diameter 18 mm) perpendicular to wall and flat roses - rose diameter 80 mm, cap height 13 mm - shower head holder can be continuously tilted and, after pulling or pushing a large lever, its height can be adjusted - conical adapter on shower head holder makes it easier to hook in the handheld shower head - suitable for shower heads of various manufacturers - easy installation due to individually able fixing plates made of high-quality stainless steel for hanging the shower grab rail - fixing with grub screw located on the underside of the rose - can be mounted in left hand or right hand position - including non-corrosive HEWI fixing material - fulfils the ÖNORM B1600/1601 requirements - Please note when using with hanging seats: Compatibility check required. - A detailed list of possible combinations of hand rails, L-shaped rails and shower handrails with matching hanging seats can be found in our online catalogue in the download area of the respective product. Article no.: HEWI 950.35.33051 | https://catalog.hewi.com/en/p/9503533051 | https://catalog.hewi.com/storage/downloads/HEWI_950_35_33051_en.pdf
950.35.33054 | HEWI Shower grab rail with sideways adjustable vertical support bar and shower head holder WARM TOUCH | Shower grab rail with vertical support bar and shower head holder - vertical and horizontal rails joined to form an L-shape, with shower head holder - with 45° end bends facing the wall - with vertical rail with shower head holder that can be moved to the side (for installation) - made of high-quality chrome-look coated polyamide that is warm to touch - shower head holder made of high-quality polyamide in HEWI colour 92 (anthracite grey) - with continuous, corrosion resistant steel core - vertical length 1100 mm, horizontal lengths (corner mounting) 962 mm - 90 mm deep, rail diameter 33 mm - wall connection with discreet supports (diameter 18 mm) perpendicular to wall and flat roses - rose diameter 80 mm, cap height 13 mm - shower head holder can be continuously tilted and, after pulling or pushing a large lever, its height can be adjusted - conical adapter on shower head holder makes it easier to hook in the handheld shower head - suitable for shower heads of various manufacturers - easy installation due to individually able fixing plates made of high-quality stainless steel for hanging the shower grab rail - fixing with grub screw located on the underside of the rose - can be mounted in left hand or right hand position - including non-corrosive HEWI fixing material - fulfils the ÖNORM B1600/1601 requirements - Please note when using with hanging seats: Compatibility check required. - A detailed list of possible combinations of hand rails, L-shaped rails and shower handrails with matching hanging seats can be found in our online catalogue in the download area of the respective product. Article no.: HEWI 950.35.33054 | https://catalog.hewi.com/en/p/9503533054 | https://catalog.hewi.com/storage/downloads/HEWI_950_35_33054_en.pdf
950.35.33090 | HEWI Shower grab rail with sideways adjustable vertical support bar and shower head holder | Shower grab rail with vertical support bar and shower head holder System 800 K - vertical and horizontal rails joined to form an L-shape, with shower head holder - with 45° end bends facing the wall - with vertical rail with shower head holder that can be moved to the side (for installation) - Shower grab rail made of high-quality polyamide in den HEWI colours 98 (signal white) or 99 (pure white) - shower head holder with black gripping zone - with continuous, corrosion resistant steel core - vertical length 1100 mm, horizontal lengths (corner mounting) 962 mm - 90 mm deep, rail diameter 33 mm - wall connection with discreet supports (diameter 18 mm) perpendicular to wall and flat roses - rose diameter 80 mm, cap height 13 mm - shower head holder can be continuously tilted and, after pulling or pushing a large lever, its height can be adjusted - conical adapter on shower head holder makes it easier to hook in the handheld shower head - suitable for shower heads of various manufacturers - easy installation due to individually able fixing plates made of high-quality stainless steel for hanging the shower grab rail - can be mounted in left hand or right hand position - including non-corrosive HEWI fixing material - fulfils the ÖNORM B1600/1601 requirements - Please note when using with hanging seats: Compatibility check required. - A detailed list of possible combinations of hand rails, L-shaped rails and shower handrails with matching hanging seats can be found in our online catalogue in the download area of the respective product. Article no.: HEWI 950.35.33090 | https://catalog.hewi.com/en/p/9503533090 | https://catalog.hewi.com/storage/downloads/HEWI_950_35_33090_en.pdf
950.35.33091 | HEWI Shower grab rail with sideways adjustable vertical support bar and shower head holder | Shower grab rail with vertical support bar and shower head holder System 800 K - vertical and horizontal rails joined to form an L-shape, with shower head holder - with 45° end bends facing the wall - with vertical rail with shower head holder that can be moved to the side (for installation) - shower grab rail made of high-quality polyamide - rail and gripping area of the shower head holder according to HEWI colour chart - shower head holder, supports and roses made of high-quality polyamide in the HEWI colour 98 (signal white) - with continuous, corrosion resistant steel core - vertical length 1100 mm, horizontal lengths (corner mounting) 962 mm - 90 mm deep, rail diameter 33 mm - wall connection with discreet supports (diameter 18 mm) perpendicular to wall and flat roses - rose diameter 80 mm, cap height 13 mm - shower head holder can be continuously tilted and, after pulling or pushing a large lever, its height can be adjusted - conical adapter on shower head holder makes it easier to hook in the handheld shower head - suitable for shower heads of various manufacturers - easy installation due to individually able fixing plates made of high-quality stainless steel for hanging the shower grab rail - can be mounted in left hand or right hand position - including non-corrosive HEWI fixing material - fulfils the ÖNORM B1600/1601 requirements - Please note when using with hanging seats: Compatibility check required. - A detailed list of possible combinations of hand rails, L-shaped rails and shower handrails with matching hanging seats can be found in our online catalogue in the download area of the respective product. Article no.: HEWI 950.35.33091 | https://catalog.hewi.com/en/p/9503533091 | https://catalog.hewi.com/storage/downloads/HEWI_950_35_33091_en.pdf
950.35.33099 | HEWI Shower grab rail with sideways adjustable vertical support bar and shower head holder | Shower grab rail with vertical support bar and shower head holder System 800 K - vertical and horizontal rails joined to form an L-shape, with shower head holder - with 45° end bends facing the wall - with vertical rail with shower head holder that can be moved to the side (for installation) - shower grab rail made of high-quality polyamide - rail and gripping area of the shower head holder according to HEWI colour chart - shower head holder, supports and roses made of high-quality polyamide in the HEWI colour 99 (pure white) - with continuous, corrosion resistant steel core - vertical length 1100 mm, horizontal lengths (corner mounting) 962 mm - 90 mm deep, rail diameter 33 mm - wall connection with discreet supports (diameter 18 mm) perpendicular to wall and flat roses - rose diameter 80 mm, cap height 13 mm - shower head holder can be continuously tilted and, after pulling or pushing a large lever, its height can be adjusted - conical adapter on shower head holder makes it easier to hook in the handheld shower head - suitable for shower heads of various manufacturers - easy installation due to individually able fixing plates made of high-quality stainless steel for hanging the shower grab rail - can be mounted in left hand or right hand position - including non-corrosive HEWI fixing material - fulfils the ÖNORM B1600/1601 requirements - Please note when using with hanging seats: Compatibility check required. - A detailed list of possible combinations of hand rails, L-shaped rails and shower handrails with matching hanging seats can be found in our online catalogue in the download area of the respective product. Article no.: HEWI 950.35.33099 | https://catalog.hewi.com/en/p/9503533099 | https://catalog.hewi.com/storage/downloads/HEWI_950_35_33099_en.pdf
950.35.34051 | HEWI Shower grab rail with sideways adjustable vertical support bar and shower head holder WARM TOUCH | Shower grab rail with vertical support bar and shower head holder - vertical and horizontal rails joined to form an L-shape, with shower head holder - with 45° end bends facing the wall - with vertical rail with shower head holder that can be moved to the side (for installation) - made of high-quality chrome-look coated polyamide that is warm to touch - shower head holder made of high-quality polyamide in HEWI colour 98 (signal white) - with continuous, corrosion resistant steel core - vertical length 1250 mm, horizontal lengths (corner mounting) 962 mm - 90 mm deep, rail diameter 33 mm - wall connection with discreet supports (diameter 18 mm) perpendicular to wall and flat roses - rose diameter 80 mm, cap height 13 mm - shower head holder can be continuously tilted and, after pulling or pushing a large lever, its height can be adjusted - conical adapter on shower head holder makes it easier to hook in the handheld shower head - suitable for shower heads of various manufacturers - easy installation due to individually able fixing plates made of high-quality stainless steel for hanging the shower grab rail - fixing with grub screw located on the underside of the rose - can be mounted in left hand or right hand position - including non-corrosive HEWI fixing material - fulfils the ÖNORM B1600/1601 requirements - Please note when using with hanging seats: Compatibility check required. - A detailed list of possible combinations of hand rails, L-shaped rails and shower handrails with matching hanging seats can be found in our online catalogue in the download area of the respective product. Article no.: HEWI 950.35.34051 | https://catalog.hewi.com/en/p/9503534051 | https://catalog.hewi.com/storage/downloads/HEWI_950_35_34051_en.pdf
950.35.34054 | HEWI Shower grab rail with sideways adjustable vertical support bar and shower head holder WARM TOUCH | Shower grab rail with vertical support bar and shower head holder - vertical and horizontal rails joined to form an L-shape, with shower head holder - with 45° end bends facing the wall - with vertical rail with shower head holder that can be moved to the side (for installation) - made of high-quality chrome-look coated polyamide that is warm to touch - shower head holder made of high-quality polyamide in HEWI colour 92 (anthracite grey) - with continuous, corrosion resistant steel core - vertical length 1250 mm, horizontal lengths (corner mounting) 962 mm - 90 mm deep, rail diameter 33 mm - wall connection with discreet supports (diameter 18 mm) perpendicular to wall and flat roses - rose diameter 80 mm, cap height 13 mm - shower head holder can be continuously tilted and, after pulling or pushing a large lever, its height can be adjusted - conical adapter on shower head holder makes it easier to hook in the handheld shower head - suitable for shower heads of various manufacturers - easy installation due to individually able fixing plates made of high-quality stainless steel for hanging the shower grab rail - fixing with grub screw located on the underside of the rose - can be mounted in left hand or right hand position - including non-corrosive HEWI fixing material - fulfils the ÖNORM B1600/1601 requirements - Please note when using with hanging seats: Compatibility check required. - A detailed list of possible combinations of hand rails, L-shaped rails and shower handrails with matching hanging seats can be found in our online catalogue in the download area of the respective product. Article no.: HEWI 950.35.34054 | https://catalog.hewi.com/en/p/9503534054 | https://catalog.hewi.com/storage/downloads/HEWI_950_35_34054_en.pdf
950.35.34090 | HEWI Shower grab rail with sideways adjustable vertical support bar and shower head holder | Shower grab rail with vertical support bar and shower head holder System 800 K - vertical and horizontal rails joined to form an L-shape, with shower head holder - with 45° end bends facing the wall - with vertical rail with shower head holder that can be moved to the side (for installation) - Shower grab rail made of high-quality polyamide in den HEWI colours 98 (signal white) or 99 (pure white) - shower head holder with black gripping zone - with continuous, corrosion resistant steel core - vertical length 1250 mm, horizontal lengths (corner mounting) 962 mm - 90 mm deep, rail diameter 33 mm - wall connection with discreet supports (diameter 18 mm) perpendicular to wall and flat roses - rose diameter 80 mm, cap height 13 mm - shower head holder can be continuously tilted and, after pulling or pushing a large lever, its height can be adjusted - conical adapter on shower head holder makes it easier to hook in the handheld shower head - suitable for shower heads of various manufacturers - easy installation due to individually able fixing plates made of high-quality stainless steel for hanging the shower grab rail - can be mounted in left hand or right hand position - including non-corrosive HEWI fixing material - fulfils the ÖNORM B1600/1601 requirements - Please note when using with hanging seats: Compatibility check required. - A detailed list of possible combinations of hand rails, L-shaped rails and shower handrails with matching hanging seats can be found in our online catalogue in the download area of the respective product. Article no.: HEWI 950.35.34090 | https://catalog.hewi.com/en/p/9503534090 | https://catalog.hewi.com/storage/downloads/HEWI_950_35_34090_en.pdf
950.35.34091 | HEWI Shower grab rail with sideways adjustable vertical support bar and shower head holder | Shower grab rail with vertical support bar and shower head holder System 800 K - vertical and horizontal rails joined to form an L-shape, with shower head holder - with 45° end bends facing the wall - with vertical rail with shower head holder that can be moved to the side (for installation) - shower grab rail made of high-quality polyamide - rails according to HEWI colour chart - shower head holder, supports and roses made of high-quality polyamide in the HEWI colour 98 (signal white) - with continuous, corrosion resistant steel core - vertical length 1250 mm, horizontal lengths (corner mounting) 962 mm - 90 mm deep, rail diameter 33 mm - wall connection with discreet supports (diameter 18 mm) perpendicular to wall and flat roses - rose diameter 80 mm, cap height 13 mm - shower head holder can be continuously tilted and, after pulling or pushing a large lever, its height can be adjusted - conical adapter on shower head holder makes it easier to hook in the handheld shower head - suitable for shower heads of various manufacturers - easy installation due to individually able fixing plates made of high-quality stainless steel for hanging the shower grab rail - can be mounted in left hand or right hand position - including non-corrosive HEWI fixing material - fulfils the ÖNORM B1600/1601 requirements - Please note when using with hanging seats: Compatibility check required. - A detailed list of possible combinations of hand rails, L-shaped rails and shower handrails with matching hanging seats can be found in our online catalogue in the download area of the respective product. Article no.: HEWI 950.35.34091 | https://catalog.hewi.com/en/p/9503534091 | https://catalog.hewi.com/storage/downloads/HEWI_950_35_34091_en.pdf
950.35.34099 | HEWI Shower grab rail with sideways adjustable vertical support bar and shower head holder | Shower grab rail with vertical support bar and shower head holder System 800 K - vertical and horizontal rails joined to form an L-shape, with shower head holder - with 45° end bends facing the wall - with vertical rail with shower head holder that can be moved to the side (for installation) - shower grab rail made of high-quality polyamide - rail and gripping area of the shower head holder according to HEWI colour chart - shower head holder, supports and roses made of high-quality polyamide in the HEWI colour 99 (pure white) - with continuous, corrosion resistant steel core - vertical length 1250 mm, horizontal lengths (corner mounting) 962 mm - 90 mm deep, rail diameter 33 mm - wall connection with discreet supports (diameter 18 mm) perpendicular to wall and flat roses - rose diameter 80 mm, cap height 13 mm - shower head holder can be continuously tilted and, after pulling or pushing a large lever, its height can be adjusted - conical adapter on shower head holder makes it easier to hook in the handheld shower head - suitable for shower heads of various manufacturers - easy installation due to individually able fixing plates made of high-quality stainless steel for hanging the shower grab rail - can be mounted in left hand or right hand position - including non-corrosive HEWI fixing material - fulfils the ÖNORM B1600/1601 requirements - Please note when using with hanging seats: Compatibility check required. - A detailed list of possible combinations of hand rails, L-shaped rails and shower handrails with matching hanging seats can be found in our online catalogue in the download area of the respective product. Article no.: HEWI 950.35.34099 | https://catalog.hewi.com/en/p/9503534099 | https://catalog.hewi.com/storage/downloads/HEWI_950_35_34099_en.pdf
950.35.3S90 | HEWI Rail with vertical support bar and shower head holder, special length | Shower grab rail with vertical support bar and shower head holder System 800 K - vertical and horizontal rails joined to form an L-shape, with shower head holder - with 45° end bends facing the wall - with vertical rail with shower head holder that can be moved to the side (for installation) - Shower grab rail made of high-quality polyamide in den HEWI colours 98 (signal white) or 99 (pure white) - shower head holder with black gripping zone - with continuous, corrosion resistant steel core - vertical length made-to-measure from 600 mm to 1250 mm, horizontal lengths (corner mounting) made-to-measure from 475 mm to 1800 mm, 90 mm deep, diameter 33 mm - additional support required for lengths above 1340 mm as spacings between supports may not exceed 850 mm - wall connection with discreet supports (diameter 18 mm) perpendicular to wall and flat roses - rose diameter 80 mm, cap height 13 mm - shower head holder can be continuously tilted and, after pulling or pushing a large lever, its height can be adjusted - conical adapter on shower head holder makes it easier to hook in the handheld shower head - suitable for shower heads of various manufacturers - easy installation due to individually able fixing plates made of high-quality stainless steel for hanging the shower grab rail - can be mounted in left hand or right hand position - including non-corrosive HEWI fixing material - Please note when using with hanging seats: Compatibility check required. - A detailed list of possible combinations of hand rails, L-shaped rails and shower handrails with matching hanging seats can be found in our online catalogue in the download area of the respective product. Article no.: HEWI 950.35.3S90 | https://catalog.hewi.com/en/p/950353S90 | https://catalog.hewi.com/storage/downloads/HEWI_950_35_3S90_en.pdf
950.35.3S91 | HEWI Rail with vertical support bar and shower head holder, special length | Shower grab rail with vertical support bar and shower head holder System 800 K - vertical and horizontal rails joined to form an L-shape, with shower head holder - with 45° end bends facing the wall - with vertical rail with shower head holder that can be moved to the side (for installation) - shower grab rail made of high-quality polyamide - rails according to HEWI colour chart - shower head holder, supports and roses made of high-quality polyamide in the HEWI colour 98 (signal white) - with continuous, corrosion resistant steel core - vertical length made-to-measure from 600 mm to 1250 mm, horizontal lengths (corner mounting) made-to-measure from 475 mm to 1800 mm, 90 mm deep, diameter 33 mm - additional support required for lengths above 1340 mm as spacings between supports may not exceed 850 mm - wall connection with discreet supports (diameter 18 mm) perpendicular to wall and flat roses - rose diameter 80 mm, cap height 13 mm - shower head holder can be continuously tilted and, after pulling or pushing a large lever, its height can be adjusted - conical adapter on shower head holder makes it easier to hook in the handheld shower head - suitable for shower heads of various manufacturers - easy installation due to individually able fixing plates made of high-quality stainless steel for hanging the shower grab rail - can be mounted in left hand or right hand position - including non-corrosive HEWI fixing material - Please note when using with hanging seats: Compatibility check required. - A detailed list of possible combinations of hand rails, L-shaped rails and shower handrails with matching hanging seats can be found in our online catalogue in the download area of the respective product. Article no.: HEWI 950.35.3S91 | https://catalog.hewi.com/en/p/950353S91 | https://catalog.hewi.com/storage/downloads/HEWI_950_35_3S91_en.pdf
950.35.3S99 | HEWI Rail with vertical support bar and shower head holder, special length | Shower grab rail with vertical support bar and shower head holder System 800 K - vertical and horizontal rails joined to form an L-shape, with shower head holder - with 45° end bends facing the wall - with vertical rail with shower head holder that can be moved to the side (for installation) - shower grab rail made of high-quality polyamide - rail and gripping area of the shower head holder according to HEWI colour chart - shower head holder, supports and roses made of high-quality polyamide in the HEWI colour 99 (pure white) - with continuous, corrosion resistant steel core - vertical length made-to-measure from 600 mm to 1250 mm, horizontal lengths (corner mounting) made-to-measure from 475 mm to 1800 mm, 90 mm deep, diameter 33 mm - additional support required for lengths above 1340 mm as spacings between supports may not exceed 850 mm - wall connection with discreet supports (diameter 18 mm) perpendicular to wall and flat roses - rose diameter 80 mm, cap height 13 mm - shower head holder can be continuously tilted and, after pulling or pushing a large lever, its height can be adjusted - conical adapter on shower head holder makes it easier to hook in the handheld shower head - suitable for shower heads of various manufacturers - easy installation due to individually able fixing plates made of high-quality stainless steel for hanging the shower grab rail - can be mounted in left hand or right hand position - including non-corrosive HEWI fixing material - Please note when using with hanging seats: Compatibility check required. - A detailed list of possible combinations of hand rails, L-shaped rails and shower handrails with matching hanging seats can be found in our online catalogue in the download area of the respective product. Article no.: HEWI 950.35.3S99 | https://catalog.hewi.com/en/p/950353S99 | https://catalog.hewi.com/storage/downloads/HEWI_950_35_3S99_en.pdf
950.35.41051 | HEWI Shower grab rail with sideways adjustable vertical support bar and shower head holder WARM TOUCH | Shower grab rail with vertical support bar and shower head holder - vertical and horizontal rails joined to form an L-shape, with shower head holder - with 45° end bends facing the wall - with vertical rail with shower head holder that can be moved to the side (for installation) - made of high-quality chrome-look coated polyamide that is warm to touch - shower head holder made of high-quality polyamide in HEWI colour 98 (signal white) - with continuous, corrosion resistant steel core - vertical length 1100 mm, horizontal length 962 mm - 90 mm deep, rail diameter 33 mm - wall connection with discreet supports (diameter 18 mm) perpendicular to wall and flat roses - rose diameter 80 mm, cap height 13 mm - shower head holder can be continuously tilted and, after pulling or pushing a large lever, its height can be adjusted - conical adapter on shower head holder makes it easier to hook in the handheld shower head - suitable for shower heads of various manufacturers - easy installation due to individually able fixing plates made of high-quality stainless steel for hanging the shower grab rail - fixing with grub screw located on the underside of the rose - including non-corrosive HEWI fixing material - Please note when using with hanging seats: Compatibility check required. - A detailed list of possible combinations of hand rails, L-shaped rails and shower handrails with matching hanging seats can be found in our online catalogue in the download area of the respective product. Article no.: HEWI 950.35.41051 | https://catalog.hewi.com/en/p/9503541051 | https://catalog.hewi.com/storage/downloads/HEWI_950_35_41051_en.pdf
950.35.41054 | HEWI Shower grab rail with sideways adjustable vertical support bar and shower head holder WARM TOUCH | Shower grab rail with vertical support bar and shower head holder - vertical and horizontal rails joined to form an L-shape, with shower head holder - with 45° end bends facing the wall - with vertical rail with shower head holder that can be moved to the side (for installation) - made of high-quality chrome-look coated polyamide that is warm to touch - shower head holder made of high-quality polyamide in HEWI colour 92 (anthracite grey) - with continuous, corrosion resistant steel core - vertical length 1100 mm, horizontal length 962 mm - 90 mm deep, rail diameter 33 mm - wall connection with discreet supports (diameter 18 mm) perpendicular to wall and flat roses - rose diameter 80 mm, cap height 13 mm - shower head holder can be continuously tilted and, after pulling or pushing a large lever, its height can be adjusted - conical adapter on shower head holder makes it easier to hook in the handheld shower head - suitable for shower heads of various manufacturers - easy installation due to individually able fixing plates made of high-quality stainless steel for hanging the shower grab rail - fixing with grub screw located on the underside of the rose - including non-corrosive HEWI fixing material - Please note when using with hanging seats: Compatibility check required. - A detailed list of possible combinations of hand rails, L-shaped rails and shower handrails with matching hanging seats can be found in our online catalogue in the download area of the respective product. Article no.: HEWI 950.35.41054 | https://catalog.hewi.com/en/p/9503541054 | https://catalog.hewi.com/storage/downloads/HEWI_950_35_41054_en.pdf
950.35.41090 | HEWI Shower grab rail with sideways adjustable vertical support bar and shower head holder | Shower grab rail with vertical support bar and shower head holder System 800 K - vertical and horizontal rails joined to form an L-shape, with shower head holder - with 45° end bends facing the wall - with vertical rail with shower head holder that can be moved to the side (for installation) - Shower grab rail made of high-quality polyamide in den HEWI colours 98 (signal white) or 99 (pure white) - shower head holder with black gripping zone - with continuous, corrosion resistant steel core - vertical length 1100 mm, horizontal length 962 mm - 90 mm deep, rail diameter 33 mm - wall connection with discreet supports (diameter 18 mm) perpendicular to wall and flat roses - rose diameter 80 mm, cap height 13 mm - shower head holder can be continuously tilted and, after pulling or pushing a large lever, its height can be adjusted - conical adapter on shower head holder makes it easier to hook in the handheld shower head - suitable for shower heads of various manufacturers - easy installation due to individually able fixing plates made of high-quality stainless steel for hanging the shower grab rail - including non-corrosive HEWI fixing material - Please note when using with hanging seats: Compatibility check required. - A detailed list of possible combinations of hand rails, L-shaped rails and shower handrails with matching hanging seats can be found in our online catalogue in the download area of the respective product. Article no.: HEWI 950.35.41090 | https://catalog.hewi.com/en/p/9503541090 | https://catalog.hewi.com/storage/downloads/HEWI_950_35_41090_en.pdf
950.35.41091 | HEWI Shower grab rail with sideways adjustable vertical support bar and shower head holder | Shower grab rail with vertical support bar and shower head holder System 800 K - vertical and horizontal rails joined to form an L-shape, with shower head holder - with 45° end bends facing the wall - with vertical rail with shower head holder that can be moved to the side (for installation) - shower grab rail made of high-quality polyamide - rails according to HEWI colour chart - shower head holder, supports and roses made of high-quality polyamide in the HEWI colour 98 (signal white) - with continuous, corrosion resistant steel core - vertical length 1100 mm, horizontal length 962 mm - 90 mm deep, rail diameter 33 mm - wall connection with discreet supports (diameter 18 mm) perpendicular to wall and flat roses - rose diameter 80 mm, cap height 13 mm - shower head holder can be continuously tilted and, after pulling or pushing a large lever, its height can be adjusted - conical adapter on shower head holder makes it easier to hook in the handheld shower head - suitable for shower heads of various manufacturers - easy installation due to individually able fixing plates made of high-quality stainless steel for hanging the shower grab rail - including non-corrosive HEWI fixing material - Please note when using with hanging seats: Compatibility check required. - A detailed list of possible combinations of hand rails, L-shaped rails and shower handrails with matching hanging seats can be found in our online catalogue in the download area of the respective product. Article no.: HEWI 950.35.41091 | https://catalog.hewi.com/en/p/9503541091 | https://catalog.hewi.com/storage/downloads/HEWI_950_35_41091_en.pdf
950.35.41099 | HEWI Shower grab rail with sideways adjustable vertical support bar and shower head holder | Shower grab rail with vertical support bar and shower head holder System 800 K - vertical and horizontal rails joined to form an L-shape, with shower head holder - with 45° end bends facing the wall - with vertical rail with shower head holder that can be moved to the side (for installation) - shower grab rail made of high-quality polyamide - rail and gripping area of the shower head holder according to HEWI colour chart - shower head holder, supports and roses made of high-quality polyamide in the HEWI colour 99 (pure white) - with continuous, corrosion resistant steel core - vertical length 1100 mm, horizontal length 962 mm - 90 mm deep, rail diameter 33 mm - wall connection with discreet supports (diameter 18 mm) perpendicular to wall and flat roses - rose diameter 80 mm, cap height 13 mm - shower head holder can be continuously tilted and, after pulling or pushing a large lever, its height can be adjusted - conical adapter on shower head holder makes it easier to hook in the handheld shower head - suitable for shower heads of various manufacturers - easy installation due to individually able fixing plates made of high-quality stainless steel for hanging the shower grab rail - including non-corrosive HEWI fixing material - Please note when using with hanging seats: Compatibility check required. - A detailed list of possible combinations of hand rails, L-shaped rails and shower handrails with matching hanging seats can be found in our online catalogue in the download area of the respective product. Article no.: HEWI 950.35.41099 | https://catalog.hewi.com/en/p/9503541099 | https://catalog.hewi.com/storage/downloads/HEWI_950_35_41099_en.pdf
950.35.42051 | HEWI Shower grab rail with sideways adjustable vertical support bar and shower head holder WARM TOUCH | Shower grab rail with vertical support bar and shower head holder - vertical and horizontal rails joined to form an L-shape, with shower head holder - with 45° end bends facing the wall - with vertical rail with shower head holder that can be moved to the side (for installation) - made of high-quality chrome-look coated polyamide that is warm to touch - shower head holder made of high-quality polyamide in HEWI colour 98 (signal white) - with continuous, corrosion resistant steel core - vertical length 1100 mm, horizontal length 812 mm - 90 mm deep, rail diameter 33 mm - wall connection with discreet supports (diameter 18 mm) perpendicular to wall and flat roses - rose diameter 80 mm, cap height 13 mm - shower head holder can be continuously tilted and, after pulling or pushing a large lever, its height can be adjusted - conical adapter on shower head holder makes it easier to hook in the handheld shower head - suitable for shower heads of various manufacturers - easy installation due to individually able fixing plates made of high-quality stainless steel for hanging the shower grab rail - fixing with grub screw located on the underside of the rose - including non-corrosive HEWI fixing material - Please note when using with hanging seats: Compatibility check required. - A detailed list of possible combinations of hand rails, L-shaped rails and shower handrails with matching hanging seats can be found in our online catalogue in the download area of the respective product. Article no.: HEWI 950.35.42051 | https://catalog.hewi.com/en/p/9503542051 | https://catalog.hewi.com/storage/downloads/HEWI_950_35_42051_en.pdf
950.35.42054 | HEWI Shower grab rail with sideways adjustable vertical support bar and shower head holder WARM TOUCH | Shower grab rail with vertical support bar and shower head holder - vertical and horizontal rails joined to form an L-shape, with shower head holder - with 45° end bends facing the wall - with vertical rail with shower head holder that can be moved to the side (for installation) - made of high-quality chrome-look coated polyamide that is warm to touch - shower head holder made of high-quality polyamide in HEWI colour 92 (anthracite grey) - with continuous, corrosion resistant steel core - vertical length 1100 mm, horizontal length 812 mm - 90 mm deep, rail diameter 33 mm - wall connection with discreet supports (diameter 18 mm) perpendicular to wall and flat roses - rose diameter 80 mm, cap height 13 mm - shower head holder can be continuously tilted and, after pulling or pushing a large lever, its height can be adjusted - conical adapter on shower head holder makes it easier to hook in the handheld shower head - suitable for shower heads of various manufacturers - easy installation due to individually able fixing plates made of high-quality stainless steel for hanging the shower grab rail - fixing with grub screw located on the underside of the rose - including non-corrosive HEWI fixing material - Please note when using with hanging seats: Compatibility check required. - A detailed list of possible combinations of hand rails, L-shaped rails and shower handrails with matching hanging seats can be found in our online catalogue in the download area of the respective product. Article no.: HEWI 950.35.42054 | https://catalog.hewi.com/en/p/9503542054 | https://catalog.hewi.com/storage/downloads/HEWI_950_35_42054_en.pdf
950.35.42090 | HEWI Shower grab rail with sideways adjustable vertical support bar and shower head holder | Shower grab rail with vertical support bar and shower head holder System 800 K - vertical and horizontal rails joined to form an L-shape, with shower head holder - with 45° end bends facing the wall - with vertical rail with shower head holder that can be moved to the side (for installation) - Shower grab rail made of high-quality polyamide in den HEWI colours 98 (signal white) or 99 (pure white) - shower head holder with black gripping zone - with continuous, corrosion resistant steel core - vertical length 1100 mm, horizontal length 812 mm - 90 mm deep, rail diameter 33 mm - wall connection with discreet supports (diameter 18 mm) perpendicular to wall and flat roses - rose diameter 80 mm, cap height 13 mm - shower head holder can be continuously tilted and, after pulling or pushing a large lever, its height can be adjusted - conical adapter on shower head holder makes it easier to hook in the handheld shower head - suitable for shower heads of various manufacturers - easy installation due to individually able fixing plates made of high-quality stainless steel for hanging the shower grab rail - including non-corrosive HEWI fixing material - Please note when using with hanging seats: Compatibility check required. - A detailed list of possible combinations of hand rails, L-shaped rails and shower handrails with matching hanging seats can be found in our online catalogue in the download area of the respective product. Article no.: HEWI 950.35.42090 | https://catalog.hewi.com/en/p/9503542090 | https://catalog.hewi.com/storage/downloads/HEWI_950_35_42090_en.pdf
950.35.42091 | HEWI Shower grab rail with sideways adjustable vertical support bar and shower head holder | Shower grab rail with vertical support bar and shower head holder System 800 K - vertical and horizontal rails joined to form an L-shape, with shower head holder - with 45° end bends facing the wall - with vertical rail with shower head holder that can be moved to the side (for installation) - shower grab rail made of high-quality polyamide - rails according to HEWI colour chart - shower head holder, supports and roses made of high-quality polyamide in the HEWI colour 98 (signal white) - with continuous, corrosion resistant steel core - vertical length 1100 mm, horizontal length 812 mm - 90 mm deep, rail diameter 33 mm - wall connection with discreet supports (diameter 18 mm) perpendicular to wall and flat roses - rose diameter 80 mm, cap height 13 mm - shower head holder can be continuously tilted and, after pulling or pushing a large lever, its height can be adjusted - conical adapter on shower head holder makes it easier to hook in the handheld shower head - suitable for shower heads of various manufacturers - easy installation due to individually able fixing plates made of high-quality stainless steel for hanging the shower grab rail - including non-corrosive HEWI fixing material - Please note when using with hanging seats: Compatibility check required. - A detailed list of possible combinations of hand rails, L-shaped rails and shower handrails with matching hanging seats can be found in our online catalogue in the download area of the respective product. Article no.: HEWI 950.35.42091 | https://catalog.hewi.com/en/p/9503542091 | https://catalog.hewi.com/storage/downloads/HEWI_950_35_42091_en.pdf
950.35.42099 | HEWI Shower grab rail with sideways adjustable vertical support bar and shower head holder | Shower grab rail with vertical support bar and shower head holder System 800 K - vertical and horizontal rails joined to form an L-shape, with shower head holder - with 45° end bends facing the wall - with vertical rail with shower head holder that can be moved to the side (for installation) - shower grab rail made of high-quality polyamide - rail and gripping area of the shower head holder according to HEWI colour chart - shower head holder, supports and roses made of high-quality polyamide in the HEWI colour 99 (pure white) - with continuous, corrosion resistant steel core - vertical length 1100 mm, horizontal length 812 mm - 90 mm deep, rail diameter 33 mm - wall connection with discreet supports (diameter 18 mm) perpendicular to wall and flat roses - rose diameter 80 mm, cap height 13 mm - shower head holder can be continuously tilted and, after pulling or pushing a large lever, its height can be adjusted - conical adapter on shower head holder makes it easier to hook in the handheld shower head - suitable for shower heads of various manufacturers - easy installation due to individually able fixing plates made of high-quality stainless steel for hanging the shower grab rail - including non-corrosive HEWI fixing material - Please note when using with hanging seats: Compatibility check required. - A detailed list of possible combinations of hand rails, L-shaped rails and shower handrails with matching hanging seats can be found in our online catalogue in the download area of the respective product. Article no.: HEWI 950.35.42099 | https://catalog.hewi.com/en/p/9503542099 | https://catalog.hewi.com/storage/downloads/HEWI_950_35_42099_en.pdf
950.35.43051 | HEWI Shower grab rail with sideways adjustable vertical support bar and shower head holder WARM TOUCH | Shower grab rail with vertical support bar and shower head holder - vertical and horizontal rails joined to form an L-shape, with shower head holder - with 45° end bends facing the wall - with vertical rail with shower head holder that can be moved to the side (for installation) - made of high-quality chrome-look coated polyamide that is warm to touch - shower head holder made of high-quality polyamide in HEWI colour 98 (signal white) - with continuous, corrosion resistant steel core - vertical length 1100 mm, horizontal length 1184 mm - 90 mm deep, rail diameter 33 mm - wall connection with discreet supports (diameter 18 mm) perpendicular to wall and flat roses - rose diameter 80 mm, cap height 13 mm - shower head holder can be continuously tilted and, after pulling or pushing a large lever, its height can be adjusted - conical adapter on shower head holder makes it easier to hook in the handheld shower head - suitable for shower heads of various manufacturers - easy installation due to individually able fixing plates made of high-quality stainless steel for hanging the shower grab rail - fixing with grub screw located on the underside of the rose - including non-corrosive HEWI fixing material - Please note when using with hanging seats: Compatibility check required. - A detailed list of possible combinations of hand rails, L-shaped rails and shower handrails with matching hanging seats can be found in our online catalogue in the download area of the respective product. Article no.: HEWI 950.35.43051 | https://catalog.hewi.com/en/p/9503543051 | https://catalog.hewi.com/storage/downloads/HEWI_950_35_43051_en.pdf
950.35.43054 | HEWI Shower grab rail with sideways adjustable vertical support bar and shower head holder WARM TOUCH | Shower grab rail with vertical support bar and shower head holder - vertical and horizontal rails joined to form an L-shape, with shower head holder - with 45° end bends facing the wall - with vertical rail with shower head holder that can be moved to the side (for installation) - made of high-quality chrome-look coated polyamide that is warm to touch - shower head holder made of high-quality polyamide in HEWI colour 92 (anthracite grey) - with continuous, corrosion resistant steel core - vertical length 1100 mm, horizontal length 1184 mm - 90 mm deep, rail diameter 33 mm - wall connection with discreet supports (diameter 18 mm) perpendicular to wall and flat roses - rose diameter 80 mm, cap height 13 mm - shower head holder can be continuously tilted and, after pulling or pushing a large lever, its height can be adjusted - conical adapter on shower head holder makes it easier to hook in the handheld shower head - suitable for shower heads of various manufacturers - easy installation due to individually able fixing plates made of high-quality stainless steel for hanging the shower grab rail - fixing with grub screw located on the underside of the rose - including non-corrosive HEWI fixing material - Please note when using with hanging seats: Compatibility check required. - A detailed list of possible combinations of hand rails, L-shaped rails and shower handrails with matching hanging seats can be found in our online catalogue in the download area of the respective product. Article no.: HEWI 950.35.43054 | https://catalog.hewi.com/en/p/9503543054 | https://catalog.hewi.com/storage/downloads/HEWI_950_35_43054_en.pdf
950.35.43090 | HEWI Shower grab rail with sideways adjustable vertical support bar and shower head holder | Shower grab rail with vertical support bar and shower head holder System 800 K - vertical and horizontal rails joined to form an L-shape, with shower head holder - with 45° end bends facing the wall - with vertical rail with shower head holder that can be moved to the side (for installation) - Shower grab rail made of high-quality polyamide in den HEWI colours 98 (signal white) or 99 (pure white) - shower head holder with black gripping zone - with continuous, corrosion resistant steel core - vertical length 1100 mm, horizontal length 1184 mm - 90 mm deep, rail diameter 33 mm - wall connection with discreet supports (diameter 18 mm) perpendicular to wall and flat roses - rose diameter 80 mm, cap height 13 mm - shower head holder can be continuously tilted and, after pulling or pushing a large lever, its height can be adjusted - conical adapter on shower head holder makes it easier to hook in the handheld shower head - suitable for shower heads of various manufacturers - easy installation due to individually able fixing plates made of high-quality stainless steel for hanging the shower grab rail - including non-corrosive HEWI fixing material - Please note when using with hanging seats: Compatibility check required. - A detailed list of possible combinations of hand rails, L-shaped rails and shower handrails with matching hanging seats can be found in our online catalogue in the download area of the respective product. Article no.: HEWI 950.35.43090 | https://catalog.hewi.com/en/p/9503543090 | https://catalog.hewi.com/storage/downloads/HEWI_950_35_43090_en.pdf
950.35.43091 | HEWI Shower grab rail with sideways adjustable vertical support bar and shower head holder | Shower grab rail with vertical support bar and shower head holder System 800 K - vertical and horizontal rails joined to form an L-shape, with shower head holder - with 45° end bends facing the wall - with vertical rail with shower head holder that can be moved to the side (for installation) - shower grab rail made of high-quality polyamide - rails according to HEWI colour chart - shower head holder, supports and roses made of high-quality polyamide in the HEWI colour 98 (signal white) - with continuous, corrosion resistant steel core - vertical length 1100 mm, horizontal length 1184 mm - 90 mm deep, rail diameter 33 mm - wall connection with discreet supports (diameter 18 mm) perpendicular to wall and flat roses - rose diameter 80 mm, cap height 13 mm - shower head holder can be continuously tilted and, after pulling or pushing a large lever, its height can be adjusted - conical adapter on shower head holder makes it easier to hook in the handheld shower head - suitable for shower heads of various manufacturers - easy installation due to individually able fixing plates made of high-quality stainless steel for hanging the shower grab rail - including non-corrosive HEWI fixing material - Please note when using with hanging seats: Compatibility check required. - A detailed list of possible combinations of hand rails, L-shaped rails and shower handrails with matching hanging seats can be found in our online catalogue in the download area of the respective product. Article no.: HEWI 950.35.43091 | https://catalog.hewi.com/en/p/9503543091 | https://catalog.hewi.com/storage/downloads/HEWI_950_35_43091_en.pdf
950.35.43099 | HEWI Shower grab rail with sideways adjustable vertical support bar and shower head holder | Shower grab rail with vertical support bar and shower head holder System 800 K - vertical and horizontal rails joined to form an L-shape, with shower head holder - with 45° end bends facing the wall - with vertical rail with shower head holder that can be moved to the side (for installation) - shower grab rail made of high-quality polyamide - rail and gripping area of the shower head holder according to HEWI colour chart - shower head holder, supports and roses made of high-quality polyamide in the HEWI colour 99 (pure white) - with continuous, corrosion resistant steel core - vertical length 1100 mm, horizontal length 1184 mm - 90 mm deep, rail diameter 33 mm - wall connection with discreet supports (diameter 18 mm) perpendicular to wall and flat roses - rose diameter 80 mm, cap height 13 mm - shower head holder can be continuously tilted and, after pulling or pushing a large lever, its height can be adjusted - conical adapter on shower head holder makes it easier to hook in the handheld shower head - suitable for shower heads of various manufacturers - easy installation due to individually able fixing plates made of high-quality stainless steel for hanging the shower grab rail - including non-corrosive HEWI fixing material - Please note when using with hanging seats: Compatibility check required. - A detailed list of possible combinations of hand rails, L-shaped rails and shower handrails with matching hanging seats can be found in our online catalogue in the download area of the respective product. Article no.: HEWI 950.35.43099 | https://catalog.hewi.com/en/p/9503543099 | https://catalog.hewi.com/storage/downloads/HEWI_950_35_43099_en.pdf
950.35.44051 | HEWI Shower grab rail with sideways adjustable vertical support bar and shower head holder WARM TOUCH | Shower grab rail with vertical support bar and shower head holder - vertical and horizontal rails joined to form an L-shape, with shower head holder - with 45° end bends facing the wall - with vertical rail with shower head holder that can be moved to the side (for installation) - made of high-quality chrome-look coated polyamide that is warm to touch - shower head holder made of high-quality polyamide in HEWI colour 98 (signal white) - with continuous, corrosion resistant steel core - vertical length 1250 mm, horizontal length 962 mm - 90 mm deep, rail diameter 33 mm - wall connection with discreet supports (diameter 18 mm) perpendicular to wall and flat roses - rose diameter 80 mm, cap height 13 mm - shower head holder can be continuously tilted and, after pulling or pushing a large lever, its height can be adjusted - conical adapter on shower head holder makes it easier to hook in the handheld shower head - suitable for shower heads of various manufacturers - easy installation due to individually able fixing plates made of high-quality stainless steel for hanging the shower grab rail - fixing with grub screw located on the underside of the rose - including non-corrosive HEWI fixing material - Please note when using with hanging seats: Compatibility check required. - A detailed list of possible combinations of hand rails, L-shaped rails and shower handrails with matching hanging seats can be found in our online catalogue in the download area of the respective product. Article no.: HEWI 950.35.44051 | https://catalog.hewi.com/en/p/9503544051 | https://catalog.hewi.com/storage/downloads/HEWI_950_35_44051_en.pdf
950.35.44054 | HEWI Shower grab rail with sideways adjustable vertical support bar and shower head holder WARM TOUCH | Shower grab rail with vertical support bar and shower head holder - vertical and horizontal rails joined to form an L-shape, with shower head holder - with 45° end bends facing the wall - with vertical rail with shower head holder that can be moved to the side (for installation) - made of high-quality chrome-look coated polyamide that is warm to touch - shower head holder made of high-quality polyamide in HEWI colour 92 (anthracite grey) - with continuous, corrosion resistant steel core - vertical length 1250 mm, horizontal length 962 mm - 90 mm deep, rail diameter 33 mm - wall connection with discreet supports (diameter 18 mm) perpendicular to wall and flat roses - rose diameter 80 mm, cap height 13 mm - shower head holder can be continuously tilted and, after pulling or pushing a large lever, its height can be adjusted - conical adapter on shower head holder makes it easier to hook in the handheld shower head - suitable for shower heads of various manufacturers - easy installation due to individually able fixing plates made of high-quality stainless steel for hanging the shower grab rail - fixing with grub screw located on the underside of the rose - including non-corrosive HEWI fixing material - Please note when using with hanging seats: Compatibility check required. - A detailed list of possible combinations of hand rails, L-shaped rails and shower handrails with matching hanging seats can be found in our online catalogue in the download area of the respective product. Article no.: HEWI 950.35.44054 | https://catalog.hewi.com/en/p/9503544054 | https://catalog.hewi.com/storage/downloads/HEWI_950_35_44054_en.pdf
950.35.44090 | HEWI Shower grab rail with sideways adjustable vertical support bar and shower head holder | Shower grab rail with vertical support bar and shower head holder System 800 K - vertical and horizontal rails joined to form an L-shape, with shower head holder - with 45° end bends facing the wall - with vertical rail with shower head holder that can be moved to the side (for installation) - Shower grab rail made of high-quality polyamide in den HEWI colours 98 (signal white) or 99 (pure white) - shower head holder with black gripping zone - with continuous, corrosion resistant steel core - vertical length 1250 mm, horizontal length 962 mm - 90 mm deep, rail diameter 33 mm - wall connection with discreet supports (diameter 18 mm) perpendicular to wall and flat roses - rose diameter 80 mm, cap height 13 mm - shower head holder can be continuously tilted and, after pulling or pushing a large lever, its height can be adjusted - conical adapter on shower head holder makes it easier to hook in the handheld shower head - suitable for shower heads of various manufacturers - easy installation due to individually able fixing plates made of high-quality stainless steel for hanging the shower grab rail - including non-corrosive HEWI fixing material - Please note when using with hanging seats: Compatibility check required. - A detailed list of possible combinations of hand rails, L-shaped rails and shower handrails with matching hanging seats can be found in our online catalogue in the download area of the respective product. Article no.: HEWI 950.35.44090 | https://catalog.hewi.com/en/p/9503544090 | https://catalog.hewi.com/storage/downloads/HEWI_950_35_44090_en.pdf
950.35.44091 | HEWI Shower grab rail with sideways adjustable vertical support bar and shower head holder | Shower grab rail with vertical support bar and shower head holder System 800 K - vertical and horizontal rails joined to form an L-shape, with shower head holder - with 45° end bends facing the wall - with vertical rail with shower head holder that can be moved to the side (for installation) - shower grab rail made of high-quality polyamide - rails according to HEWI colour chart - shower head holder, supports and roses made of high-quality polyamide in the HEWI colour 98 (signal white) - with continuous, corrosion resistant steel core - vertical length 1250 mm, horizontal length 962 mm - 90 mm deep, rail diameter 33 mm - wall connection with discreet supports (diameter 18 mm) perpendicular to wall and flat roses - rose diameter 80 mm, cap height 13 mm - shower head holder can be continuously tilted and, after pulling or pushing a large lever, its height can be adjusted - conical adapter on shower head holder makes it easier to hook in the handheld shower head - suitable for shower heads of various manufacturers - easy installation due to individually able fixing plates made of high-quality stainless steel for hanging the shower grab rail - including non-corrosive HEWI fixing material - Please note when using with hanging seats: Compatibility check required. - A detailed list of possible combinations of hand rails, L-shaped rails and shower handrails with matching hanging seats can be found in our online catalogue in the download area of the respective product. Article no.: HEWI 950.35.44091 | https://catalog.hewi.com/en/p/9503544091 | https://catalog.hewi.com/storage/downloads/HEWI_950_35_44091_en.pdf
950.35.44099 | HEWI Shower grab rail with sideways adjustable vertical support bar and shower head holder | Shower grab rail with vertical support bar and shower head holder System 800 K - vertical and horizontal rails joined to form an L-shape, with shower head holder - with 45° end bends facing the wall - with vertical rail with shower head holder that can be moved to the side (for installation) - shower grab rail made of high-quality polyamide - rail and gripping area of the shower head holder according to HEWI colour chart - shower head holder, supports and roses made of high-quality polyamide in the HEWI colour 99 (pure white) - with continuous, corrosion resistant steel core - vertical length 1250 mm, horizontal length 962 mm - 90 mm deep, rail diameter 33 mm - wall connection with discreet supports (diameter 18 mm) perpendicular to wall and flat roses - rose diameter 80 mm, cap height 13 mm - shower head holder can be continuously tilted and, after pulling or pushing a large lever, its height can be adjusted - conical adapter on shower head holder makes it easier to hook in the handheld shower head - suitable for shower heads of various manufacturers - easy installation due to individually able fixing plates made of high-quality stainless steel for hanging the shower grab rail - including non-corrosive HEWI fixing material - Please note when using with hanging seats: Compatibility check required. - A detailed list of possible combinations of hand rails, L-shaped rails and shower handrails with matching hanging seats can be found in our online catalogue in the download area of the respective product. Article no.: HEWI 950.35.44099 | https://catalog.hewi.com/en/p/9503544099 | https://catalog.hewi.com/storage/downloads/HEWI_950_35_44099_en.pdf
950.35.45051 | HEWI Shower grab rail with sideways adjustable vertical support bar and shower head holder WARM TOUCH | Shower grab rail with vertical support bar and shower head holder - vertical and horizontal rails joined to form an L-shape, with shower head holder - with 45° end bends facing the wall - with vertical rail with shower head holder that can be moved to the side (for installation) - made of high-quality chrome-look coated polyamide that is warm to touch - shower head holder made of high-quality polyamide in HEWI colour 98 (signal white) - with continuous, corrosion resistant steel core - vertical length 1250 mm, horizontal length 812 mm - 90 mm deep, rail diameter 33 mm - wall connection with discreet supports (diameter 18 mm) perpendicular to wall and flat roses - rose diameter 80 mm, cap height 13 mm - shower head holder can be continuously tilted and, after pulling or pushing a large lever, its height can be adjusted - conical adapter on shower head holder makes it easier to hook in the handheld shower head - suitable for shower heads of various manufacturers - easy installation due to individually able fixing plates made of high-quality stainless steel for hanging the shower grab rail - fixing with grub screw located on the underside of the rose - including non-corrosive HEWI fixing material - Please note when using with hanging seats: Compatibility check required. - A detailed list of possible combinations of hand rails, L-shaped rails and shower handrails with matching hanging seats can be found in our online catalogue in the download area of the respective product. Article no.: HEWI 950.35.45051 | https://catalog.hewi.com/en/p/9503545051 | https://catalog.hewi.com/storage/downloads/HEWI_950_35_45051_en.pdf
950.35.45054 | HEWI Shower grab rail with sideways adjustable vertical support bar and shower head holder WARM TOUCH | Shower grab rail with vertical support bar and shower head holder - vertical and horizontal rails joined to form an L-shape, with shower head holder - with 45° end bends facing the wall - with vertical rail with shower head holder that can be moved to the side (for installation) - made of high-quality chrome-look coated polyamide that is warm to touch - shower head holder made of high-quality polyamide in HEWI colour 92 (anthracite grey) - with continuous, corrosion resistant steel core - vertical length 1250 mm, horizontal length 812 mm - 90 mm deep, rail diameter 33 mm - wall connection with discreet supports (diameter 18 mm) perpendicular to wall and flat roses - rose diameter 80 mm, cap height 13 mm - shower head holder can be continuously tilted and, after pulling or pushing a large lever, its height can be adjusted - conical adapter on shower head holder makes it easier to hook in the handheld shower head - suitable for shower heads of various manufacturers - easy installation due to individually able fixing plates made of high-quality stainless steel for hanging the shower grab rail - fixing with grub screw located on the underside of the rose - including non-corrosive HEWI fixing material - Please note when using with hanging seats: Compatibility check required. - A detailed list of possible combinations of hand rails, L-shaped rails and shower handrails with matching hanging seats can be found in our online catalogue in the download area of the respective product. Article no.: HEWI 950.35.45054 | https://catalog.hewi.com/en/p/9503545054 | https://catalog.hewi.com/storage/downloads/HEWI_950_35_45054_en.pdf
950.35.45090 | HEWI Shower grab rail with sideways adjustable vertical support bar and shower head holder | Shower grab rail with vertical support bar and shower head holder System 800 K - vertical and horizontal rails joined to form an L-shape, with shower head holder - with 45° end bends facing the wall - with vertical rail with shower head holder that can be moved to the side (for installation) - Shower grab rail made of high-quality polyamide in den HEWI colours 98 (signal white) or 99 (pure white) - shower head holder with black gripping zone - with continuous, corrosion resistant steel core - vertical length 1250 mm, horizontal length 812 mm - 90 mm deep, rail diameter 33 mm - wall connection with discreet supports (diameter 18 mm) perpendicular to wall and flat roses - rose diameter 80 mm, cap height 13 mm - shower head holder can be continuously tilted and, after pulling or pushing a large lever, its height can be adjusted - conical adapter on shower head holder makes it easier to hook in the handheld shower head - suitable for shower heads of various manufacturers - easy installation due to individually able fixing plates made of high-quality stainless steel for hanging the shower grab rail - including non-corrosive HEWI fixing material - Please note when using with hanging seats: Compatibility check required. - A detailed list of possible combinations of hand rails, L-shaped rails and shower handrails with matching hanging seats can be found in our online catalogue in the download area of the respective product. Article no.: HEWI 950.35.45090 | https://catalog.hewi.com/en/p/9503545090 | https://catalog.hewi.com/storage/downloads/HEWI_950_35_45090_en.pdf
950.35.45091 | HEWI Shower grab rail with sideways adjustable vertical support bar and shower head holder | Shower grab rail with vertical support bar and shower head holder System 800 K - vertical and horizontal rails joined to form an L-shape, with shower head holder - with 45° end bends facing the wall - with vertical rail with shower head holder that can be moved to the side (for installation) - shower grab rail made of high-quality polyamide - rails according to HEWI colour chart - shower head holder, supports and roses made of high-quality polyamide in the HEWI colour 98 (signal white) - with continuous, corrosion resistant steel core - vertical length 1250 mm, horizontal length 812 mm - 90 mm deep, rail diameter 33 mm - wall connection with discreet supports (diameter 18 mm) perpendicular to wall and flat roses - rose diameter 80 mm, cap height 13 mm - shower head holder can be continuously tilted and, after pulling or pushing a large lever, its height can be adjusted - conical adapter on shower head holder makes it easier to hook in the handheld shower head - suitable for shower heads of various manufacturers - easy installation due to individually able fixing plates made of high-quality stainless steel for hanging the shower grab rail - including non-corrosive HEWI fixing material - Please note when using with hanging seats: Compatibility check required. - A detailed list of possible combinations of hand rails, L-shaped rails and shower handrails with matching hanging seats can be found in our online catalogue in the download area of the respective product. Article no.: HEWI 950.35.45091 | https://catalog.hewi.com/en/p/9503545091 | https://catalog.hewi.com/storage/downloads/HEWI_950_35_45091_en.pdf
950.35.45099 | HEWI Shower grab rail with sideways adjustable vertical support bar and shower head holder | Shower grab rail with vertical support bar and shower head holder System 800 K - vertical and horizontal rails joined to form an L-shape, with shower head holder - with 45° end bends facing the wall - with vertical rail with shower head holder that can be moved to the side (for installation) - shower grab rail made of high-quality polyamide - rail and gripping area of the shower head holder according to HEWI colour chart - shower head holder, supports and roses made of high-quality polyamide in the HEWI colour 99 (pure white) - with continuous, corrosion resistant steel core - vertical length 1250 mm, horizontal length 812 mm - 90 mm deep, rail diameter 33 mm - wall connection with discreet supports (diameter 18 mm) perpendicular to wall and flat roses - rose diameter 80 mm, cap height 13 mm - shower head holder can be continuously tilted and, after pulling or pushing a large lever, its height can be adjusted - conical adapter on shower head holder makes it easier to hook in the handheld shower head - suitable for shower heads of various manufacturers - easy installation due to individually able fixing plates made of high-quality stainless steel for hanging the shower grab rail - including non-corrosive HEWI fixing material - Please note when using with hanging seats: Compatibility check required. - A detailed list of possible combinations of hand rails, L-shaped rails and shower handrails with matching hanging seats can be found in our online catalogue in the download area of the respective product. Article no.: HEWI 950.35.45099 | https://catalog.hewi.com/en/p/9503545099 | https://catalog.hewi.com/storage/downloads/HEWI_950_35_45099_en.pdf
950.35.46051 | HEWI Shower grab rail with sideways adjustable vertical support bar and shower head holder WARM TOUCH | Shower grab rail with vertical support bar and shower head holder - vertical and horizontal rails joined to form an L-shape, with shower head holder - with 45° end bends facing the wall - with vertical rail with shower head holder that can be moved to the side (for installation) - made of high-quality chrome-look coated polyamide that is warm to touch - shower head holder made of high-quality polyamide in HEWI colour 98 (signal white) - with continuous, corrosion resistant steel core - vertical length 1250 mm, horizontal length 1184 mm - 90 mm deep, rail diameter 33 mm - wall connection with discreet supports (diameter 18 mm) perpendicular to wall and flat roses - rose diameter 80 mm, cap height 13 mm - shower head holder can be continuously tilted and, after pulling or pushing a large lever, its height can be adjusted - conical adapter on shower head holder makes it easier to hook in the handheld shower head - suitable for shower heads of various manufacturers - easy installation due to individually able fixing plates made of high-quality stainless steel for hanging the shower grab rail - fixing with grub screw located on the underside of the rose - including non-corrosive HEWI fixing material - Please note when using with hanging seats: Compatibility check required. - A detailed list of possible combinations of hand rails, L-shaped rails and shower handrails with matching hanging seats can be found in our online catalogue in the download area of the respective product. Article no.: HEWI 950.35.46051 | https://catalog.hewi.com/en/p/9503546051 | https://catalog.hewi.com/storage/downloads/HEWI_950_35_46051_en.pdf
950.35.46054 | HEWI Shower grab rail with sideways adjustable vertical support bar and shower head holder WARM TOUCH | Shower grab rail with vertical support bar and shower head holder - vertical and horizontal rails joined to form an L-shape, with shower head holder - with 45° end bends facing the wall - with vertical rail with shower head holder that can be moved to the side (for installation) - made of high-quality chrome-look coated polyamide that is warm to touch - shower head holder made of high-quality polyamide in HEWI colour 92 (anthracite grey) - with continuous, corrosion resistant steel core - vertical length 1250 mm, horizontal length 1184 mm - 90 mm deep, rail diameter 33 mm - wall connection with discreet supports (diameter 18 mm) perpendicular to wall and flat roses - rose diameter 80 mm, cap height 13 mm - shower head holder can be continuously tilted and, after pulling or pushing a large lever, its height can be adjusted - conical adapter on shower head holder makes it easier to hook in the handheld shower head - suitable for shower heads of various manufacturers - easy installation due to individually able fixing plates made of high-quality stainless steel for hanging the shower grab rail - fixing with grub screw located on the underside of the rose - including non-corrosive HEWI fixing material - Please note when using with hanging seats: Compatibility check required. - A detailed list of possible combinations of hand rails, L-shaped rails and shower handrails with matching hanging seats can be found in our online catalogue in the download area of the respective product. Article no.: HEWI 950.35.46054 | https://catalog.hewi.com/en/p/9503546054 | https://catalog.hewi.com/storage/downloads/HEWI_950_35_46054_en.pdf
950.35.46090 | HEWI Shower grab rail with sideways adjustable vertical support bar and shower head holder | Shower grab rail with vertical support bar and shower head holder System 800 K - vertical and horizontal rails joined to form an L-shape, with shower head holder - with 45° end bends facing the wall - with vertical rail with shower head holder that can be moved to the side (for installation) - Shower grab rail made of high-quality polyamide in den HEWI colours 98 (signal white) or 99 (pure white) - shower head holder with black gripping zone - with continuous, corrosion resistant steel core - vertical length 1250 mm, horizontal length 1184 mm - 90 mm deep, rail diameter 33 mm - wall connection with discreet supports (diameter 18 mm) perpendicular to wall and flat roses - rose diameter 80 mm, cap height 13 mm - shower head holder can be continuously tilted and, after pulling or pushing a large lever, its height can be adjusted - conical adapter on shower head holder makes it easier to hook in the handheld shower head - suitable for shower heads of various manufacturers - easy installation due to individually able fixing plates made of high-quality stainless steel for hanging the shower grab rail - including non-corrosive HEWI fixing material - Please note when using with hanging seats: Compatibility check required. - A detailed list of possible combinations of hand rails, L-shaped rails and shower handrails with matching hanging seats can be found in our online catalogue in the download area of the respective product. Article no.: HEWI 950.35.46090 | https://catalog.hewi.com/en/p/9503546090 | https://catalog.hewi.com/storage/downloads/HEWI_950_35_46090_en.pdf
950.35.46091 | HEWI Shower grab rail with sideways adjustable vertical support bar and shower head holder | Shower grab rail with vertical support bar and shower head holder System 800 K - vertical and horizontal rails joined to form an L-shape, with shower head holder - with 45° end bends facing the wall - with vertical rail with shower head holder that can be moved to the side (for installation) - shower grab rail made of high-quality polyamide - rails according to HEWI colour chart - shower head holder, supports and roses made of high-quality polyamide in the HEWI colour 98 (signal white) - with continuous, corrosion resistant steel core - vertical length 1250 mm, horizontal length 1184 mm - 90 mm deep, rail diameter 33 mm - wall connection with discreet supports (diameter 18 mm) perpendicular to wall and flat roses - rose diameter 80 mm, cap height 13 mm - shower head holder can be continuously tilted and, after pulling or pushing a large lever, its height can be adjusted - conical adapter on shower head holder makes it easier to hook in the handheld shower head - suitable for shower heads of various manufacturers - easy installation due to individually able fixing plates made of high-quality stainless steel for hanging the shower grab rail - including non-corrosive HEWI fixing material - Please note when using with hanging seats: Compatibility check required. - A detailed list of possible combinations of hand rails, L-shaped rails and shower handrails with matching hanging seats can be found in our online catalogue in the download area of the respective product. Article no.: HEWI 950.35.46091 | https://catalog.hewi.com/en/p/9503546091 | https://catalog.hewi.com/storage/downloads/HEWI_950_35_46091_en.pdf
950.35.46099 | HEWI Shower grab rail with sideways adjustable vertical support bar and shower head holder | Shower grab rail with vertical support bar and shower head holder System 800 K - vertical and horizontal rails joined to form an L-shape, with shower head holder - with 45° end bends facing the wall - with vertical rail with shower head holder that can be moved to the side (for installation) - shower grab rail made of high-quality polyamide - rail and gripping area of the shower head holder according to HEWI colour chart - shower head holder, supports and roses made of high-quality polyamide in the HEWI colour 99 (pure white) - with continuous, corrosion resistant steel core - vertical length 1250 mm, horizontal length 1184 mm - 90 mm deep, rail diameter 33 mm - wall connection with discreet supports (diameter 18 mm) perpendicular to wall and flat roses - rose diameter 80 mm, cap height 13 mm - shower head holder can be continuously tilted and, after pulling or pushing a large lever, its height can be adjusted - conical adapter on shower head holder makes it easier to hook in the handheld shower head - suitable for shower heads of various manufacturers - easy installation due to individually able fixing plates made of high-quality stainless steel for hanging the shower grab rail - including non-corrosive HEWI fixing material - Please note when using with hanging seats: Compatibility check required. - A detailed list of possible combinations of hand rails, L-shaped rails and shower handrails with matching hanging seats can be found in our online catalogue in the download area of the respective product. Article no.: HEWI 950.35.46099 | https://catalog.hewi.com/en/p/9503546099 | https://catalog.hewi.com/storage/downloads/HEWI_950_35_46099_en.pdf
950.35.4S90 | HEWI Rail with vertical support bar and shower head holder, special length | Shower grab rail with vertical support bar and shower head holder System 800 K - vertical and horizontal rails joined to form an L-shape, with shower head holder - with 45° end bends facing the wall - with vertical rail with shower head holder that can be moved to the side (for installation) - Shower grab rail made of high-quality polyamide in den HEWI colours 98 (signal white) or 99 (pure white) - shower head holder with black gripping zone - with continuous, corrosion resistant steel core - vertical length made-to-measure from 600 mm to 1250 mm, horizontal lengths made-to-measure from 475 mm to 1800 mm, 90 mm deep, diameter 33 mm - additional support required for lengths above 1340 mm as spacings between supports may not exceed 850 mm - wall connection with discreet supports (diameter 18 mm) perpendicular to wall and flat roses - rose diameter 80 mm, cap height 13 mm - shower head holder can be continuously tilted and, after pulling or pushing a large lever, its height can be adjusted - conical adapter on shower head holder makes it easier to hook in the handheld shower head - suitable for shower heads of various manufacturers - easy installation due to individually able fixing plates made of high-quality stainless steel for hanging the shower grab rail - including non-corrosive HEWI fixing material - Please note when using with hanging seats: Compatibility check required. - A detailed list of possible combinations of hand rails, L-shaped rails and shower handrails with matching hanging seats can be found in our online catalogue in the download area of the respective product. Article no.: HEWI 950.35.4S90 | https://catalog.hewi.com/en/p/950354S90 | https://catalog.hewi.com/storage/downloads/HEWI_950_35_4S90_en.pdf
950.35.4S91 | HEWI Rail with vertical support bar and shower head holder, special length | Shower grab rail with vertical support bar and shower head holder System 800 K - vertical and horizontal rails joined to form an L-shape, with shower head holder - with 45° end bends facing the wall - with vertical rail with shower head holder that can be moved to the side (for installation) - shower grab rail made of high-quality polyamide - rails according to HEWI colour chart - shower head holder, supports and roses made of high-quality polyamide in the HEWI colour 98 (signal white) - with continuous, corrosion resistant steel core - vertical length made-to-measure from 600 mm to 1250 mm, horizontal lengths made-to-measure from 475 mm to 1800 mm, 90 mm deep, diameter 33 mm - additional support required for lengths above 1340 mm as spacings between supports may not exceed 850 mm - wall connection with discreet supports (diameter 18 mm) perpendicular to wall and flat roses - rose diameter 80 mm, cap height 13 mm - shower head holder can be continuously tilted and, after pulling or pushing a large lever, its height can be adjusted - conical adapter on shower head holder makes it easier to hook in the handheld shower head - suitable for shower heads of various manufacturers - easy installation due to individually able fixing plates made of high-quality stainless steel for hanging the shower grab rail - including non-corrosive HEWI fixing material - Please note when using with hanging seats: Compatibility check required. - A detailed list of possible combinations of hand rails, L-shaped rails and shower handrails with matching hanging seats can be found in our online catalogue in the download area of the respective product. Article no.: HEWI 950.35.4S91 | https://catalog.hewi.com/en/p/950354S91 | https://catalog.hewi.com/storage/downloads/HEWI_950_35_4S91_en.pdf
950.35.4S99 | HEWI Rail with vertical support bar and shower head holder, special length | Shower grab rail with vertical support bar and shower head holder System 800 K - vertical and horizontal rails joined to form an L-shape, with shower head holder - with 45° end bends facing the wall - with vertical rail with shower head holder that can be moved to the side (for installation) - shower grab rail made of high-quality polyamide - rail and gripping area of the shower head holder according to HEWI colour chart - shower head holder, supports and roses made of high-quality polyamide in the HEWI colour 99 (pure white) - with continuous, corrosion resistant steel core - vertical length made-to-measure from 600 mm to 1250 mm, horizontal lengths made-to-measure from 475 mm to 1800 mm, 90 mm deep, diameter 33 mm - additional support required for lengths above 1340 mm as spacings between supports may not exceed 850 mm - wall connection with discreet supports (diameter 18 mm) perpendicular to wall and flat roses - rose diameter 80 mm, cap height 13 mm - shower head holder can be continuously tilted and, after pulling or pushing a large lever, its height can be adjusted - conical adapter on shower head holder makes it easier to hook in the handheld shower head - suitable for shower heads of various manufacturers - easy installation due to individually able fixing plates made of high-quality stainless steel for hanging the shower grab rail - including non-corrosive HEWI fixing material - Please note when using with hanging seats: Compatibility check required. - A detailed list of possible combinations of hand rails, L-shaped rails and shower handrails with matching hanging seats can be found in our online catalogue in the download area of the respective product. Article no.: HEWI 950.35.4S99 | https://catalog.hewi.com/en/p/950354S99 | https://catalog.hewi.com/storage/downloads/HEWI_950_35_4S99_en.pdf
950.36.10050 | HEWI Support rail WARM TOUCH | Support rail - straight rail with supports straight to the wall and roses - for holding on to and providing support - made of high-quality chrome-look coated polyamide that is warm to touch - with continuous, corrosion resistant steel core - length 300 mm, diameter of rail 33 mm, 90 mm deep - wall connection with discreet supports (diameter 18 mm) perpendicular to wall and flat roses - rose diameter 80 mm, cap height 13 mm - easy installation due to individually mountable fixing plates made of high-quality stainless steel for hanging the support rail - fixing with grub screw located on the underside of the rose - including non-corrosive HEWI fixing material - Please note when using with hanging seats: Compatibility check required. - A detailed list of possible combinations of hand rails, L-shaped rails and shower handrails with matching hanging seats can be found in our online catalogue in the download area of the respective product. Article no.: HEWI 950.36.10050 | https://catalog.hewi.com/en/p/9503610050 | https://catalog.hewi.com/storage/downloads/HEWI_950_36_10050_en.pdf
950.36.10090 | HEWI Support rail | System 800 K Support rail - straight rail with supports straight to the wall and roses - for holding on to and providing support - made of high-quality polyamide in HEWI colours 98 (signal white) or 99 (pure white) - with continuous, corrosion resistant steel core - length 300 mm, diameter of rail 33 mm, 90 mm deep - wall connection with discreet supports (diameter 18 mm) perpendicular to wall and flat roses - rose diameter 80 mm, cap height 13 mm - easy installation due to individually mountable fixing plates made of high-quality stainless steel for hanging the support rail - including non-corrosive HEWI fixing material - Please note when using with hanging seats: Compatibility check required. - A detailed list of possible combinations of hand rails, L-shaped rails and shower handrails with matching hanging seats can be found in our online catalogue in the download area of the respective product. Article no.: HEWI 950.36.10090 | https://catalog.hewi.com/en/p/9503610090 | https://catalog.hewi.com/storage/downloads/HEWI_950_36_10090_en.pdf
950.36.10091 | HEWI Support rail | System 800 K Support rail - straight rail with supports straight to the wall and roses - for holding on to and providing support - support rail made of high-quality polyamide according to HEWI colour chart - supports and roses made of high-quality polyamide in HEWI colour 98 (signal white) - with continuous, corrosion resistant steel core - length 300 mm, diameter of rail 33 mm, 90 mm deep - wall connection with discreet supports (diameter 18 mm) perpendicular to wall and flat roses - rose diameter 80 mm, cap height 13 mm - easy installation due to individually mountable fixing plates made of high-quality stainless steel for hanging the support rail - including non-corrosive HEWI fixing material - Please note when using with hanging seats: Compatibility check required. - A detailed list of possible combinations of hand rails, L-shaped rails and shower handrails with matching hanging seats can be found in our online catalogue in the download area of the respective product. Article no.: HEWI 950.36.10091 | https://catalog.hewi.com/en/p/9503610091 | https://catalog.hewi.com/storage/downloads/HEWI_950_36_10091_en.pdf
950.36.10099 | HEWI Support rail | System 800 K Support rail - straight rail with supports straight to the wall and roses - for holding on to and providing support - support rail made of high-quality polyamide according to HEWI colour chart - supports and roses made of high-quality polyamide in the HEWI colour 99 (pure white) - with continuous, corrosion resistant steel core - length 300 mm, diameter of rail 33 mm, 90 mm deep - wall connection with discreet supports (diameter 18 mm) perpendicular to wall and flat roses - rose diameter 80 mm, cap height 13 mm - easy installation due to individually mountable fixing plates made of high-quality stainless steel for hanging the support rail - including non-corrosive HEWI fixing material - Please note when using with hanging seats: Compatibility check required. - A detailed list of possible combinations of hand rails, L-shaped rails and shower handrails with matching hanging seats can be found in our online catalogue in the download area of the respective product. Article no.: HEWI 950.36.10099 | https://catalog.hewi.com/en/p/9503610099 | https://catalog.hewi.com/storage/downloads/HEWI_950_36_10099_en.pdf
950.36.11050 | HEWI Support rail WARM TOUCH | Support rail - straight rail with supports straight to the wall and roses - for holding on to and providing support - made of high-quality chrome-look coated polyamide that is warm to touch - with continuous, corrosion resistant steel core - length 400 mm, diameter of rail 33 mm, 90 mm deep - wall connection with discreet supports (diameter 18 mm) perpendicular to wall and flat roses - rose diameter 80 mm, cap height 13 mm - easy installation due to individually mountable fixing plates made of high-quality stainless steel for hanging the support rail - fixing with grub screw located on the underside of the rose - including non-corrosive HEWI fixing material - Please note when using with hanging seats: Compatibility check required. - A detailed list of possible combinations of hand rails, L-shaped rails and shower handrails with matching hanging seats can be found in our online catalogue in the download area of the respective product. Article no.: HEWI 950.36.11050 | https://catalog.hewi.com/en/p/9503611050 | https://catalog.hewi.com/storage/downloads/HEWI_950_36_11050_en.pdf
950.36.11090 | HEWI Support rail | System 800 K Support rail - straight rail with supports straight to the wall and roses - for holding on to and providing support - made of high-quality polyamide in HEWI colours 98 (signal white) or 99 (pure white) - with continuous, corrosion resistant steel core - length 400 mm, diameter of rail 33 mm, 90 mm deep - wall connection with discreet supports (diameter 18 mm) perpendicular to wall and flat roses - rose diameter 80 mm, cap height 13 mm - easy installation due to individually mountable fixing plates made of high-quality stainless steel for hanging the support rail - including non-corrosive HEWI fixing material - Please note when using with hanging seats: Compatibility check required. - A detailed list of possible combinations of hand rails, L-shaped rails and shower handrails with matching hanging seats can be found in our online catalogue in the download area of the respective product. Article no.: HEWI 950.36.11090 | https://catalog.hewi.com/en/p/9503611090 | https://catalog.hewi.com/storage/downloads/HEWI_950_36_11090_en.pdf
950.36.11091 | HEWI Support rail | System 800 K Support rail - straight rail with supports straight to the wall and roses - for holding on to and providing support - support rail made of high-quality polyamide according to HEWI colour chart - supports and roses made of high-quality polyamide in HEWI colour 98 (signal white) - with continuous, corrosion resistant steel core - length 400 mm, diameter of rail 33 mm, 90 mm deep - wall connection with discreet supports (diameter 18 mm) perpendicular to wall and flat roses - rose diameter 80 mm, cap height 13 mm - easy installation due to individually mountable fixing plates made of high-quality stainless steel for hanging the support rail - including non-corrosive HEWI fixing material - Please note when using with hanging seats: Compatibility check required. - A detailed list of possible combinations of hand rails, L-shaped rails and shower handrails with matching hanging seats can be found in our online catalogue in the download area of the respective product. Article no.: HEWI 950.36.11091 | https://catalog.hewi.com/en/p/9503611091 | https://catalog.hewi.com/storage/downloads/HEWI_950_36_11091_en.pdf
950.36.11099 | HEWI Support rail | System 800 K Support rail - straight rail with supports straight to the wall and roses - for holding on to and providing support - support rail made of high-quality polyamide according to HEWI colour chart - supports and roses made of high-quality polyamide in the HEWI colour 99 (pure white) - with continuous, corrosion resistant steel core - length 400 mm, diameter of rail 33 mm, 90 mm deep - wall connection with discreet supports (diameter 18 mm) perpendicular to wall and flat roses - rose diameter 80 mm, cap height 13 mm - easy installation due to individually mountable fixing plates made of high-quality stainless steel for hanging the support rail - including non-corrosive HEWI fixing material - Please note when using with hanging seats: Compatibility check required. - A detailed list of possible combinations of hand rails, L-shaped rails and shower handrails with matching hanging seats can be found in our online catalogue in the download area of the respective product. Article no.: HEWI 950.36.11099 | https://catalog.hewi.com/en/p/9503611099 | https://catalog.hewi.com/storage/downloads/HEWI_950_36_11099_en.pdf
950.36.13050 | HEWI Support rail WARM TOUCH | Support rail - straight rail with supports straight to the wall and roses - for holding on to and providing support - made of high-quality chrome-look coated polyamide that is warm to touch - with continuous, corrosion resistant steel core - length 600 mm, diameter of rail 33 mm, 90 mm deep - wall connection with discreet supports (diameter 18 mm) perpendicular to wall and flat roses - rose diameter 80 mm, cap height 13 mm - easy installation due to individually mountable fixing plates made of high-quality stainless steel for hanging the support rail - fixing with grub screw located on the underside of the rose - including non-corrosive HEWI fixing material - Please note when using with hanging seats: Compatibility check required. - A detailed list of possible combinations of hand rails, L-shaped rails and shower handrails with matching hanging seats can be found in our online catalogue in the download area of the respective product. Article no.: HEWI 950.36.13050 | https://catalog.hewi.com/en/p/9503613050 | https://catalog.hewi.com/storage/downloads/HEWI_950_36_13050_en.pdf
950.36.13090 | HEWI Support rail | System 800 K Support rail - straight rail with supports straight to the wall and roses - for holding on to and providing support - made of high-quality polyamide in HEWI colours 98 (signal white) or 99 (pure white) - with continuous, corrosion resistant steel core - length 600 mm, diameter of rail 33 mm, 90 mm deep - wall connection with discreet supports (diameter 18 mm) perpendicular to wall and flat roses - rose diameter 80 mm, cap height 13 mm - easy installation due to individually mountable fixing plates made of high-quality stainless steel for hanging the support rail - including non-corrosive HEWI fixing material - Please note when using with hanging seats: Compatibility check required. - A detailed list of possible combinations of hand rails, L-shaped rails and shower handrails with matching hanging seats can be found in our online catalogue in the download area of the respective product. Article no.: HEWI 950.36.13090 | https://catalog.hewi.com/en/p/9503613090 | https://catalog.hewi.com/storage/downloads/HEWI_950_36_13090_en.pdf
950.36.13091 | HEWI Support rail | System 800 K Support rail - straight rail with supports straight to the wall and roses - for holding on to and providing support - support rail made of high-quality polyamide according to HEWI colour chart - supports and roses made of high-quality polyamide in HEWI colour 98 (signal white) - with continuous, corrosion resistant steel core - length 600 mm, diameter of rail 33 mm, 90 mm deep - wall connection with discreet supports (diameter 18 mm) perpendicular to wall and flat roses - rose diameter 80 mm, cap height 13 mm - easy installation due to individually mountable fixing plates made of high-quality stainless steel for hanging the support rail - including non-corrosive HEWI fixing material - Please note when using with hanging seats: Compatibility check required. - A detailed list of possible combinations of hand rails, L-shaped rails and shower handrails with matching hanging seats can be found in our online catalogue in the download area of the respective product. Article no.: HEWI 950.36.13091 | https://catalog.hewi.com/en/p/9503613091 | https://catalog.hewi.com/storage/downloads/HEWI_950_36_13091_en.pdf
950.36.13099 | HEWI Support rail | System 800 K Support rail - straight rail with supports straight to the wall and roses - for holding on to and providing support - support rail made of high-quality polyamide according to HEWI colour chart - supports and roses made of high-quality polyamide in the HEWI colour 99 (pure white) - with continuous, corrosion resistant steel core - length 600 mm, diameter of rail 33 mm, 90 mm deep - wall connection with discreet supports (diameter 18 mm) perpendicular to wall and flat roses - rose diameter 80 mm, cap height 13 mm - easy installation due to individually mountable fixing plates made of high-quality stainless steel for hanging the support rail - including non-corrosive HEWI fixing material - Please note when using with hanging seats: Compatibility check required. - A detailed list of possible combinations of hand rails, L-shaped rails and shower handrails with matching hanging seats can be found in our online catalogue in the download area of the respective product. Article no.: HEWI 950.36.13099 | https://catalog.hewi.com/en/p/9503613099 | https://catalog.hewi.com/storage/downloads/HEWI_950_36_13099_en.pdf
950.36.14050 | HEWI Support rail WARM TOUCH | Support rail - straight rail with supports straight to the wall and roses - for holding on to and providing support - made of high-quality chrome-look coated polyamide that is warm to touch - with continuous, corrosion resistant steel core - length 900 mm, diameter of rail 33 mm, 90 mm deep - wall connection with discreet supports (diameter 18 mm) perpendicular to wall and flat roses - rose diameter 80 mm, cap height 13 mm - easy installation due to individually mountable fixing plates made of high-quality stainless steel for hanging the support rail - fixing with grub screw located on the underside of the rose - including non-corrosive HEWI fixing material - Please note when using with hanging seats: Compatibility check required. - A detailed list of possible combinations of hand rails, L-shaped rails and shower handrails with matching hanging seats can be found in our online catalogue in the download area of the respective product. Article no.: HEWI 950.36.14050 | https://catalog.hewi.com/en/p/9503614050 | https://catalog.hewi.com/storage/downloads/HEWI_950_36_14050_en.pdf
950.36.14090 | HEWI Support rail | System 800 K Support rail - straight rail with supports straight to the wall and roses - for holding on to and providing support - made of high-quality polyamide in HEWI colours 98 (signal white) or 99 (pure white) - with continuous, corrosion resistant steel core - length 900 mm, diameter of rail 33 mm, 90 mm deep - wall connection with discreet supports (diameter 18 mm) perpendicular to wall and flat roses - rose diameter 80 mm, cap height 13 mm - easy installation due to individually mountable fixing plates made of high-quality stainless steel for hanging the support rail - including non-corrosive HEWI fixing material - Please note when using with hanging seats: Compatibility check required. - A detailed list of possible combinations of hand rails, L-shaped rails and shower handrails with matching hanging seats can be found in our online catalogue in the download area of the respective product. Article no.: HEWI 950.36.14090 | https://catalog.hewi.com/en/p/9503614090 | https://catalog.hewi.com/storage/downloads/HEWI_950_36_14090_en.pdf
950.36.14091 | HEWI Support rail | System 800 K Support rail - straight rail with supports straight to the wall and roses - for holding on to and providing support - support rail made of high-quality polyamide according to HEWI colour chart - supports and roses made of high-quality polyamide in HEWI colour 98 (signal white) - with continuous, corrosion resistant steel core - length 900 mm, diameter of rail 33 mm, 90 mm deep - wall connection with discreet supports (diameter 18 mm) perpendicular to wall and flat roses - rose diameter 80 mm, cap height 13 mm - easy installation due to individually mountable fixing plates made of high-quality stainless steel for hanging the support rail - including non-corrosive HEWI fixing material - Please note when using with hanging seats: Compatibility check required. - A detailed list of possible combinations of hand rails, L-shaped rails and shower handrails with matching hanging seats can be found in our online catalogue in the download area of the respective product. Article no.: HEWI 950.36.14091 | https://catalog.hewi.com/en/p/9503614091 | https://catalog.hewi.com/storage/downloads/HEWI_950_36_14091_en.pdf
950.36.14099 | HEWI Support rail | System 800 K Support rail - straight rail with supports straight to the wall and roses - for holding on to and providing support - support rail made of high-quality polyamide according to HEWI colour chart - supports and roses made of high-quality polyamide in the HEWI colour 99 (pure white) - with continuous, corrosion resistant steel core - length 900 mm, diameter of rail 33 mm, 90 mm deep - wall connection with discreet supports (diameter 18 mm) perpendicular to wall and flat roses - rose diameter 80 mm, cap height 13 mm - easy installation due to individually mountable fixing plates made of high-quality stainless steel for hanging the support rail - including non-corrosive HEWI fixing material - Please note when using with hanging seats: Compatibility check required. - A detailed list of possible combinations of hand rails, L-shaped rails and shower handrails with matching hanging seats can be found in our online catalogue in the download area of the respective product. Article no.: HEWI 950.36.14099 | https://catalog.hewi.com/en/p/9503614099 | https://catalog.hewi.com/storage/downloads/HEWI_950_36_14099_en.pdf
950.36.1S90 | HEWI Support rail, special length | System 800 K Support rail - straight rail with supports straight to the wall and roses - for holding on to and providing support - made of high-quality polyamide in HEWI colours 98 (signal white) or 99 (pure white) - with continuous, corrosion resistant steel core - centre-to-centre made-to-measure from 220 to 1100 mm, rail diameter 33 mm, 90 mm deep - wall connection with discreet supports (diameter 18 mm) perpendicular to wall and flat roses - rose diameter 80 mm, cap height 13 mm - easy installation due to individually mountable fixing plates made of high-quality stainless steel for hanging the support rail - including non-corrosive HEWI fixing material - Please note when using with hanging seats: Compatibility check required. - A detailed list of possible combinations of hand rails, L-shaped rails and shower handrails with matching hanging seats can be found in our online catalogue in the download area of the respective product. Article no.: HEWI 950.36.1S90 | https://catalog.hewi.com/en/p/950361S90 | https://catalog.hewi.com/storage/downloads/HEWI_950_36_1S90_en.pdf
950.36.1S91 | HEWI Support rail, special length | System 800 K Support rail - straight rail with supports straight to the wall and roses - for holding on to and providing support - support rail made of high-quality polyamide according to HEWI colour chart - supports and roses made of high-quality polyamide in HEWI colour 98 (signal white) - with continuous, corrosion resistant steel core - centre-to-centre made-to-measure from 220 to 1100 mm, rail diameter 33 mm, 90 mm deep - wall connection with discreet supports (diameter 18 mm) perpendicular to wall and flat roses - rose diameter 80 mm, cap height 13 mm - easy installation due to individually mountable fixing plates made of high-quality stainless steel for hanging the support rail - including non-corrosive HEWI fixing material - Please note when using with hanging seats: Compatibility check required. - A detailed list of possible combinations of hand rails, L-shaped rails and shower handrails with matching hanging seats can be found in our online catalogue in the download area of the respective product. Article no.: HEWI 950.36.1S91 | https://catalog.hewi.com/en/p/950361S91 | https://catalog.hewi.com/storage/downloads/HEWI_950_36_1S91_en.pdf
950.36.1S99 | HEWI Support rail, special length | System 800 K Support rail - straight rail with supports straight to the wall and roses - for holding on to and providing support - support rail made of high-quality polyamide according to HEWI colour chart - supports and roses made of high-quality polyamide in the HEWI colour 99 (pure white) - with continuous, corrosion resistant steel core - centre-to-centre made-to-measure from 220 to 1100 mm, rail diameter 33 mm, 90 mm deep - wall connection with discreet supports (diameter 18 mm) perpendicular to wall and flat roses - rose diameter 80 mm, cap height 13 mm - easy installation due to individually mountable fixing plates made of high-quality stainless steel for hanging the support rail - including non-corrosive HEWI fixing material - Please note when using with hanging seats: Compatibility check required. - A detailed list of possible combinations of hand rails, L-shaped rails and shower handrails with matching hanging seats can be found in our online catalogue in the download area of the respective product. Article no.: HEWI 950.36.1S99 | https://catalog.hewi.com/en/p/950361S99 | https://catalog.hewi.com/storage/downloads/HEWI_950_36_1S99_en.pdf
950.36.33090 | HEWI Support rail | System 800 K Support rail - straight rail with supports straight to the wall and roses - with 45° end bends facing the wall - for holding on to and providing support - made of high-quality polyamide in HEWI colours 98 (signal white) or 99 (pure white) - with continuous, corrosion resistant steel core - length 600 mm, diameter of rail 33 mm, 90 mm deep - wall connection with discreet supports (diameter 18 mm) perpendicular to wall and flat roses - rose diameter 80 mm, cap height 13 mm - easy installation due to individually mountable fixing plates made of high-quality stainless steel for hanging the support rail - including non-corrosive HEWI fixing material - Please note when using with hanging seats: Compatibility check required. - A detailed list of possible combinations of hand rails, L-shaped rails and shower handrails with matching hanging seats can be found in our online catalogue in the download area of the respective product. Article no.: HEWI 950.36.33090 | https://catalog.hewi.com/en/p/9503633090 | https://catalog.hewi.com/storage/downloads/HEWI_950_36_33090_en.pdf
950.36.33091 | HEWI Support rail | System 800 K Support rail - straight rail with supports straight to the wall and roses - with 45° end bends facing the wall - for holding on to and providing support - support rail made of high-quality polyamide according to HEWI colour chart - supports and roses made of high-quality polyamide in HEWI colour 98 (signal white) - with continuous, corrosion resistant steel core - length 600 mm, diameter of rail 33 mm, 90 mm deep - wall connection with discreet supports (diameter 18 mm) perpendicular to wall and flat roses - rose diameter 80 mm, cap height 13 mm - easy installation due to individually mountable fixing plates made of high-quality stainless steel for hanging the support rail - including non-corrosive HEWI fixing material - Please note when using with hanging seats: Compatibility check required. - A detailed list of possible combinations of hand rails, L-shaped rails and shower handrails with matching hanging seats can be found in our online catalogue in the download area of the respective product. Article no.: HEWI 950.36.33091 | https://catalog.hewi.com/en/p/9503633091 | https://catalog.hewi.com/storage/downloads/HEWI_950_36_33091_en.pdf
950.36.33099 | HEWI Support rail | System 800 K Support rail - straight rail with supports straight to the wall and roses - with 45° end bends facing the wall - for holding on to and providing support - support rail made of high-quality polyamide according to HEWI colour chart - supports and roses made of high-quality polyamide in the HEWI colour 99 (pure white) - with continuous, corrosion resistant steel core - length 600 mm, diameter of rail 33 mm, 90 mm deep - wall connection with discreet supports (diameter 18 mm) perpendicular to wall and flat roses - rose diameter 80 mm, cap height 13 mm - easy installation due to individually mountable fixing plates made of high-quality stainless steel for hanging the support rail - including non-corrosive HEWI fixing material - Please note when using with hanging seats: Compatibility check required. - A detailed list of possible combinations of hand rails, L-shaped rails and shower handrails with matching hanging seats can be found in our online catalogue in the download area of the respective product. Article no.: HEWI 950.36.33099 | https://catalog.hewi.com/en/p/9503633099 | https://catalog.hewi.com/storage/downloads/HEWI_950_36_33099_en.pdf
950.36.61040 | HEWI Support rail | Support rail - straight rail with supports straight to the wall and roses - for holding on to and providing support - made of metal, high-quality chrome-plated - outside dimension 400 mm - square profile 25 x 25 mm with large radii, 85 mm deep - wall connection with discreet supports (diameter 18 mm) perpendicular to wall and flat, square roses - roses 80 x 80 mm, 10 mm high - easy installation due to individually mountable fixing plates made of high-quality stainless steel for hanging the support rail - fixing with grub screw located on the underside of the rose - including non-corrosive HEWI fixing material Article no.: HEWI 950.36.61040 | https://catalog.hewi.com/en/p/9503661040 | https://catalog.hewi.com/storage/downloads/HEWI_950_36_61040_en.pdf
950.36.610XA | HEWI Support rail | Support rail - straight rail with supports straight to the wall and roses - for holding on to and providing support - made of high-quality stainless steel, satin surface finish - outside dimension 400 mm - square profile 25 x 25 mm with large radii, 85 mm deep - wall connection with discreet supports (diameter 18 mm) perpendicular to wall and flat, square roses - roses 80 x 80 mm, 10 mm high - easy installation due to individually mountable fixing plates made of high-quality stainless steel for hanging the support rail - fixing with grub screw located on the underside of the rose - including non-corrosive HEWI fixing material Article no.: HEWI 950.36.610XA | https://catalog.hewi.com/en/p/95036610XA | https://catalog.hewi.com/storage/downloads/HEWI_950_36_610XA_en.pdf
950.36.63040 | HEWI Support rail | Support rail - straight rail with supports straight to the wall and roses - for holding on to and providing support - made of metal, high-quality chrome-plated - outside dimension 600 mm - square profile 25 x 25 mm with large radii, 85 mm deep - wall connection with discreet supports (diameter 18 mm) perpendicular to wall and flat, square roses - roses 80 x 80 mm, 10 mm high - easy installation due to individually mountable fixing plates made of high-quality stainless steel for hanging the support rail - fixing with grub screw located on the underside of the rose - including non-corrosive HEWI fixing material Article no.: HEWI 950.36.63040 | https://catalog.hewi.com/en/p/9503663040 | https://catalog.hewi.com/storage/downloads/HEWI_950_36_63040_en.pdf
950.36.630XA | HEWI Support rail | Support rail - straight rail with supports straight to the wall and roses - for holding on to and providing support - made of high-quality stainless steel, satin surface finish - outside dimension 600 mm - square profile 25 x 25 mm with large radii, 85 mm deep - wall connection with discreet supports (diameter 18 mm) perpendicular to wall and flat, square roses - roses 80 x 80 mm, 10 mm high - easy installation due to individually mountable fixing plates made of high-quality stainless steel for hanging the support rail - fixing with grub screw located on the underside of the rose - including non-corrosive HEWI fixing material Article no.: HEWI 950.36.630XA | https://catalog.hewi.com/en/p/95036630XA | https://catalog.hewi.com/storage/downloads/HEWI_950_36_630XA_en.pdf
950.36.64040 | HEWI Support rail | Support rail - straight rail with supports straight to the wall and roses - for holding on to and providing support - made of metal, high-quality chrome-plated - outside dimension 900 mm - square profile 25 x 25 mm with large radii, 85 mm deep - wall connection with discreet supports (diameter 18 mm) perpendicular to wall and flat, square roses - roses 80 x 80 mm, 10 mm high - easy installation due to individually mountable fixing plates made of high-quality stainless steel for hanging the support rail - fixing with grub screw located on the underside of the rose - including non-corrosive HEWI fixing material Article no.: HEWI 950.36.64040 | https://catalog.hewi.com/en/p/9503664040 | https://catalog.hewi.com/storage/downloads/HEWI_950_36_64040_en.pdf
950.36.640XA | HEWI Support rail | Support rail - straight rail with supports straight to the wall and roses - for holding on to and providing support - made of high-quality stainless steel, satin surface finish - outside dimension 900 mm - square profile 25 x 25 mm with large radii, 85 mm deep - wall connection with discreet supports (diameter 18 mm) perpendicular to wall and flat, square roses - roses 80 x 80 mm, 10 mm high - easy installation due to individually mountable fixing plates made of high-quality stainless steel for hanging the support rail - fixing with grub screw located on the underside of the rose - including non-corrosive HEWI fixing material Article no.: HEWI 950.36.640XA | https://catalog.hewi.com/en/p/95036640XA | https://catalog.hewi.com/storage/downloads/HEWI_950_36_640XA_en.pdf
950.36US1190 | HEWI Support rail (ADA) | Grab bar (USA) from System 800 K - straight rail with supports straight to the wall and roses - for holding onto and as a support - with corrosion-protected steel core throughout - length 18 inch (457 mm), rail diameter of rail 1 5/16 inch (33 mm), 2 13/16 inch (71 mm) deep - wall connection with discreet supports perpendicular to wall and flat roses - easy installation due to individually mountable fixing plates made of high-quality stainless steel for hanging the support rail - rose diameter 3 1/8 inch (80 mm), cap 1/2 inch (13 mm) - includes non-corroding HEWI fixing material - maximum loading capacity 250 lbs (113 kg) - made from high-grade synthetic material in the HEWI colors 99 (pure white), 95 (stone gray), 92 (anthracite gray), 90 (jet black), 86 (sand), 84 (umber) and 33 (ruby red) - meets the requirements of 2010 ADA standards and ICC/ANSI A117.1-2017 Article no.: HEWI 950.36US1190 | https://catalog.hewi.com/en/p/95036US1190 | https://catalog.hewi.com/storage/downloads/HEWI_950_36US1190_en.pdf
950.36US1390 | HEWI Support rail (ADA) | Grab bar (USA) from System 800 K - straight rail with supports straight to the wall and roses - for holding onto and as a support - with corrosion-protected steel core throughout - length 24 inch (610 mm), rail diameter of rail 1 5/16 inch (33 mm), 2 13/16 inch (71 mm) deep - wall connection with discreet supports perpendicular to wall and flat roses - easy installation due to individually mountable fixing plates made of high-quality stainless steel for hanging the support rail - rose diameter 3 1/8 inch (80 mm), cap 1/2 inch (13 mm) - includes non-corroding HEWI fixing material - maximum loading capacity 250 lbs (113 kg) - made from high-grade synthetic material in the HEWI colors 99 (pure white), 95 (stone gray), 92 (anthracite gray), 90 (jet black), 86 (sand), 84 (umber) and 33 (ruby red) - meets the requirements of 2010 ADA standards and ICC/ANSI A117.1-2017 Article no.: HEWI 950.36US1390 | https://catalog.hewi.com/en/p/95036US1390 | https://catalog.hewi.com/storage/downloads/HEWI_950_36US1390_en.pdf
950.36US1490 | HEWI Support rail (ADA) | Grab bar (USA) from System 800 K - straight rail with supports straight to the wall and roses - for holding onto and as a support - with corrosion-protected steel core throughout - length 36 inch (914 mm), rail diameter of rail 1 5/16 inch (33 mm), 2 13/16 inch (71 mm) deep - wall connection with discreet supports perpendicular to wall and flat roses - easy installation due to individually mountable fixing plates made of high-quality stainless steel for hanging the support rail - rose diameter 3 1/8 inch (80 mm), cap 1/2 inch (13 mm) - includes non-corroding HEWI fixing material - maximum loading capacity 250 lbs (113 kg) - made from high-grade synthetic material in the HEWI colors 99 (pure white), 95 (stone gray), 92 (anthracite gray), 90 (jet black), 86 (sand), 84 (umber) and 33 (ruby red) - meets the requirements of 2010 ADA standards and ICC/ANSI A117.1-2017 Article no.: HEWI 950.36US1490 | https://catalog.hewi.com/en/p/95036US1490 | https://catalog.hewi.com/storage/downloads/HEWI_950_36US1490_en.pdf
950.36US1590 | HEWI Support rail (ADA) | Grab bar (USA) from System 800 K - straight rail with supports straight to the wall and roses - for holding onto and as a support - with corrosion-protected steel core throughout - length 42 inch (1067 mm), rail diameter of rail 1 5/16 inch (33 mm), 2 13/16 inch (71 mm) deep - wall connection with discreet supports perpendicular to wall and flat roses - easy installation due to individually mountable fixing plates made of high-quality stainless steel for hanging the support rail - rose diameter 3 1/8 inch (80 mm), cap 1/2 inch (13 mm) - includes non-corroding HEWI fixing material - maximum loading capacity 250 lbs (113 kg) - made from high-grade synthetic material in the HEWI colors 99 (pure white), 95 (stone gray), 92 (anthracite gray), 90 (jet black), 86 (sand), 84 (umber) and 33 (ruby red) - meets the requirements of 2010 ADA standards and ICC/ANSI A117.1-2017 Article no.: HEWI 950.36US1590 | https://catalog.hewi.com/en/p/95036US1590 | https://catalog.hewi.com/storage/downloads/HEWI_950_36US1590_en.pdf
950.50.01050 | HEWI Upgrade kit toilet roll holder WARM TOUCH | Toilet roll holder upgrade kit - right angled add-on toilet roll holder - for retrofitting on hinged support rails 950.50.1... and stationary support rails 950.50.3... - easy installation - integrated toilet roll brake - 35 mm deep, 123 mm high, 151 mm wide - made of high-quality chrome-look coated polyamide Article no.: HEWI 950.50.01050 | https://catalog.hewi.com/en/p/9505001050 | https://catalog.hewi.com/storage/downloads/HEWI_950_50_01050_en.pdf
950.50.01090 | HEWI Upgrade kit toilet roll holder | Toilet roll holder upgrade kit - right angled add-on toilet roll holder - for retrofitting on hinged support rails 950.50.1... and stationary support rails 950.50.3... - easy installation - integrated toilet roll brake - 35 mm deep, 123 mm high, 151 mm wide - made of high-quality polyamide according to HEWI colour chart Article no.: HEWI 950.50.01090 | https://catalog.hewi.com/en/p/9505001090 | https://catalog.hewi.com/storage/downloads/HEWI_950_50_01090_en.pdf
950.50.01150 | HEWI Upgrade kit toilet roll holder | Toilet roll holder upgrade kit - right angled add-on toilet roll holder - for retrofitting on hinged support rails 950.50.6... and stationary support rails 950.50.7... - easy installation - integrated toilet roll brake - 35 mm wide, 123 mm high, 151 mm deep - made of high-quality chrome-look coated polyamide Article no.: HEWI 950.50.01150 | https://catalog.hewi.com/en/p/9505001150 | https://catalog.hewi.com/storage/downloads/HEWI_950_50_01150_en.pdf
950.50.01190 | HEWI Upgrade kit toilet roll holder | Toilet roll holder upgrade kit - right angled add-on toilet roll holder - for retrofitting on hinged support rails 950.50.6... and stationary support rails 950.50.7... - easy installation - integrated toilet roll brake - 35 mm wide, 123 mm high, 151 mm deep - made of high-quality polyamide in HEWI colours 90 (jet black), 92 (anthracite grey), 98 (signal white) or 99 (pure white) Article no.: HEWI 950.50.01190 | https://catalog.hewi.com/en/p/9505001190 | https://catalog.hewi.com/storage/downloads/HEWI_950_50_01190_en.pdf
950.50.01290 | HEWI Upgrade kit toilet roll holder | Toilet roll holder upgrade kit - right angled add-on toilet roll holder - used for retrofitting on HEWI rail system diameter 33 mm - easy installation - integrated toilet roll brake - 35 mm wide, 131 mm high, 139 mm deep - made of high-quality polyamide according to HEWI colour chart Article no.: HEWI 950.50.01290 | https://catalog.hewi.com/en/p/9505001290 | https://catalog.hewi.com/storage/downloads/HEWI_950_50_01290_en.pdf
950.50.013 | HEWI Protection and storage bag | Protection and storage bag - for storing the mobile hinged support rails - made of high-quality white, synthetic material sheeting - high-quality fleece lining on the inside to protect the surfaces of the hinged support rails - 1035 mm high, 335 mm wide - with pull-cord for closing - tear-resistant Article no.: HEWI 950.50.013 | https://catalog.hewi.com/en/p/95050013 | https://catalog.hewi.com/storage/downloads/HEWI_950_50_013_en.pdf
950.50.01440 | HEWI Mounting plate | Mounting plate for mobile hinged support rails - rectangular mounting plate - used to hold the mobile hinged support rails - 130 mm wide, 181 mm high, 8 mm deep - mounting plate made of stainless steel, high-quality chrome-plated - for mounting with non-corrosive and tested HEWI fixing materials for different wall systems (to be ordered separately) - sealing tape for sealing the fixing points is included in the scope of supply - produced in accordance with CE- and UKCA-Regulation (EU) 2017/745 on medical devices Article no.: HEWI 950.50.01440 | https://catalog.hewi.com/en/p/9505001440 | https://catalog.hewi.com/storage/downloads/HEWI_950_50_01440_en.pdf
950.50.014XA | HEWI Mounting plate | Mounting plate for mobile hinged support rails - rectangular mounting plate - used to hold the mobile hinged support rails - 130 mm wide, 181 mm high, 8 mm deep - mounting plate made of stainless steel, satin finish - for mounting with non-corrosive and tested HEWI fixing materials for different wall systems (to be ordered separately) - produced in accordance with CE- and UKCA-Regulation (EU) 2017/745 on medical devices Article no.: HEWI 950.50.014XA | https://catalog.hewi.com/en/p/95050014XA | https://catalog.hewi.com/storage/downloads/HEWI_950_50_014XA_en.pdf
950.50.01540 | HEWI Wall plate cover for mounting plate | Cover for mobile hinged support rail mounting plate - rectangular cover - for covering the installed mounting plate by simply hooking it in - 130 mm wide, 181 mm high, 12 mm deep - cover frame made of high-quality polyamide in HEWI colour 98 (signal white) - face plate made of mirror polished stainless steel Article no.: HEWI 950.50.01540 | https://catalog.hewi.com/en/p/9505001540 | https://catalog.hewi.com/storage/downloads/HEWI_950_50_01540_en.pdf
950.50.01590 | HEWI Wall plate cover for mounting plate | Cover for mobile hinged support rail mounting plate - rectangular cover - for covering the installed mounting plate by simply hooking it in - 130 mm wide, 181 mm high, 14 mm deep - cover made of high-quality synthetic material in the HEWI colour 98 (signal white) or 99 (pure white) Article no.: HEWI 950.50.01590 | https://catalog.hewi.com/en/p/9505001590 | https://catalog.hewi.com/storage/downloads/HEWI_950_50_01590_en.pdf
950.50.015XA | HEWI Wall plate cover for mounting plate | Cover for mobile hinged support rail mounting plate - rectangular cover - for covering the installed mounting plate by simply hooking it in - 130 mm wide, 181 mm high, 12 mm deep - frame of the cover made of high-quality polyamide in HEWI colours 90 (jet black), 92 (anthracite grey), 98 (signal white) or 99 (pure white) - face plate made of stainless steel, satin finish Article no.: HEWI 950.50.015XA | https://catalog.hewi.com/en/p/95050015XA | https://catalog.hewi.com/storage/downloads/HEWI_950_50_015XA_en.pdf
950.50.016 | HEWI Mounting plate | Mounting plate for mobile hinged support rails, Series 805 Classic and Series 801 - rectangular mounting plate with fixing screw - serves to hold and fix the mobile hinged support rails 805.50.1..., 805.50.2..., 801.50.1..., 801.50D1..., 801.50B1..., 801.50.2..., 801.50D2... and 801.50B2... - 74 mm wide, 249 mm high, 18 mm deep - made of stainless steel, satin finish - for mounting with corrosion-free and tested HEWI fixing material for different wall structures (to be ordered separately) - sealing tape for sealing the fixing points is included in the scope of delivery Article no.: HEWI 950.50.016 | https://catalog.hewi.com/en/p/95050016 | https://catalog.hewi.com/storage/downloads/HEWI_950_50_016_en.pdf
950.50.01790 | HEWI Wall plate cover for mounting plate | Cover for mounting plate of mobile hinged support rails, Series 801 - rectangular cover - serves to cover mounted mounting plates by means of simple hanging - 82 mm wide, 265 mm high, 21 mm deep - cover made of high-quality polyamide in the HEWI colours 98 (signal white) or 99 (pure white) Article no.: HEWI 950.50.01790 | https://catalog.hewi.com/en/p/9505001790 | https://catalog.hewi.com/storage/downloads/HEWI_950_50_01790_en.pdf
950.50.017XA | HEWI Wall plate cover for mounting plate | Cover for mounting plate of mobile hinged support rails, Series 805 Classic - rectangular cover - serves to cover mounted mounting plates by means of simple hanging - 82 mm wide, 265 mm high, 19 mm deep - cover frame made of high-quality polyamide in the HEWI colours 90 (jet black), 92 (anthracite grey), 98 (signal white) and 99 (pure white) - front panel made of high-quality stainless steel, satin finish Article no.: HEWI 950.50.017XA | https://catalog.hewi.com/en/p/95050017XA | https://catalog.hewi.com/storage/downloads/HEWI_950_50_017XA_en.pdf
950.50.020XA | HEWI Floor support | Floor support - vertical floor support for retrofitting on hinged support rails and stationary support rails Duo 950.50.... - installation height 760 mm (to fulfil the DIN 18040 height requirements) - easy installation - connection made of high-quality polyamide in HEWI colours 90 (jet black), 92 (anthracite grey), 98 (signal white) or 99 (pure white) - support made of high-quality stainless steel with satin - vertical length 643 mm - height adjustment within +/- 20 mm range possible - produced in accordance with CE- and UKCA-Regulation (EU) 2017/745 on medical devices Article no.: HEWI 950.50.020XA | https://catalog.hewi.com/en/p/95050020XA | https://catalog.hewi.com/storage/downloads/HEWI_950_50_020XA_en.pdf
950.50.021XA | HEWI Floor support | Floor support - vertical floor support for retrofitting on hinged support rails and stationary support rails 801.50... - installation height 760 mm (to fulfil the DIN 18040 height requirements) - easy installation - connection made of high-quality polyamide according to HEWI colour chart - support made of high-quality stainless steel with satin - vertical length 607 mm - height adjustment within +/- 20 mm range possible - produced in accordance with CE- and UKCA-Regulation (EU) 2017/745 on medical devices Article no.: HEWI 950.50.021XA | https://catalog.hewi.com/en/p/95050021XA | https://catalog.hewi.com/storage/downloads/HEWI_950_50_021XA_en.pdf
950.50.022XA | HEWI Floor support | Range 805 floor support - vertical floor support for retrofitting on hinged support rails and stationary support rails 805.50... - mounting height 760 mm (to fulfil the DIN 18040 height requirements) - easy installation - connection made of high-quality polyamide in colours 90 (jet black), 92 (anthracite grey), 98 (signal white) 99 (pure white) - support made of high-quality stainless steel with satin finish - vertical length 607 mm - height adjustment within +/- 20 mm range possible - produced in accordance with CE- and UKCA-Regulation (EU) 2017/745 on medical devices Article no.: HEWI 950.50.022XA | https://catalog.hewi.com/en/p/95050022XA | https://catalog.hewi.com/storage/downloads/HEWI_950_50_022XA_en.pdf
950.50.023XA | HEWI Floor support | Floor support - vertical floor support for retrofitting on hinged support rails and stationary support rails 801.50... - mounting height 850 mm (for fulfilling the ÖNORM B 1600 requirements) - easy installation - Connection made of high-quality polyamide according to HEWI colour chart - support made of high-quality stainless steel with satin finish - vertical length 697 mm - height adjustment within +/- 20 mm range possible - produced in accordance with CE- and UKCA-Regulation (EU) 2017/745 on medical devices Article no.: HEWI 950.50.023XA | https://catalog.hewi.com/en/p/95050023XA | https://catalog.hewi.com/storage/downloads/HEWI_950_50_023XA_en.pdf
950.50.024XA | HEWI Floor support | Range 805 floor support - vertical floor support for retrofitting on hinged support rails and stationary support rails 805.50... - mounting height 850 mm (for fulfilling the ÖNORM B 1600/1601 requirements) - easy installation - connection made of high-quality polyamide in colours 90 (jet black), 92 (anthracite grey), 98 (signal white) 99 (pure white) - support made of high-quality stainless steel with satin finish - vertical length 697 mm - height adjustment within +/- 20 mm range possible - produced in accordance with CE- and UKCA-Regulation (EU) 2017/745 on medical devices Article no.: HEWI 950.50.024XA | https://catalog.hewi.com/en/p/95050024XA | https://catalog.hewi.com/storage/downloads/HEWI_950_50_024XA_en.pdf
950.50.025XA | HEWI Floor support | Floor support - vertical floor support for retrofitting on hinged support rails and stationary support rails Duo 950.50.... - mounting height 850 mm (for fulfilling the ÖNORM B 1600 requirements) - easy installation - connection made of high-quality polyamide in HEWI colours 90 (jet black), 92 (anthracite grey), 98 (signal white) or 99 (pure white) - support made of high-quality stainless steel with satin finish - vertical length 733 mm - height adjustment within +/- 20 mm range possible - produced in accordance with CE- and UKCA-Regulation (EU) 2017/745 on medical devices Article no.: HEWI 950.50.025XA | https://catalog.hewi.com/en/p/95050025XA | https://catalog.hewi.com/storage/downloads/HEWI_950_50_025XA_en.pdf
950.50.026XA | HEWI Floor support | Floor support - vertical floor support for retrofitting on hinged support rails and stationary support rails Duo 950.50.... - for mounting height 680 mm - easy installation - connection made of high-quality polyamide in HEWI colours 90 (jet black), 92 (anthracite grey), 98 (signal white) or 99 (pure white) - support made of high-quality stainless steel with satin finish - vertical length 563 mm - height adjustment within +/- 20 mm range possible - produced in accordance with CE- and UKCA-Regulation (EU) 2017/745 on medical devices Article no.: HEWI 950.50.026XA | https://catalog.hewi.com/en/p/95050026XA | https://catalog.hewi.com/storage/downloads/HEWI_950_50_026XA_en.pdf
950.50.027XA | HEWI Floor support | Floor support - vertical floor support for retrofitting on hinged support rails and stationary support rails 801.50.... - for mounting height 680 mm - easy installation - connection made of high-quality polyamide according to HEWI colour chart - support made of high-quality stainless steel with satin finish - vertical length 527 mm - height adjustment within +/- 20 mm range possible - produced in accordance with CE- and UKCA-Regulation (EU) 2017/745 on medical devices Article no.: HEWI 950.50.027XA | https://catalog.hewi.com/en/p/95050027XA | https://catalog.hewi.com/storage/downloads/HEWI_950_50_027XA_en.pdf
950.50.03192 | HEWI Armpad | Armpad - made of high-quality black polyurethane - for hinged support rails 950.50.6... and stationary support rails 950.50.7... - 250 mm wide - self-adhesive - abrasion resistant - for a high degree of non-slip grip and a pleasantly warm gripping area Article no.: HEWI 950.50.03192 | https://catalog.hewi.com/en/p/9505003192 | https://catalog.hewi.com/storage/downloads/HEWI_950_50_03192_en.pdf
950.50.07090 | HEWI Upgrade kit toilet roll holder with WC flushing mechanism | Upgrade kit toilet roll holder with WC flush actuator - Right-angled toilet roll holder incl. WC flush actuator - blue button for triggering the WC flush mechanism - right-hand version - for retrofitting on hinged support rails 950.50.1... and stationary support rails 950.50.3... - easy installation - integrated toilet roll brake - 35 mm deep, 123 mm high, 151 mm wide - made of high-quality polyamide according to HEWI colour chart - transmission frequency 868.4 MHz - suitable for radio-controlled toilet flushing systems made by Geberit, Friatec, Mepa, Sanit, Viega, TECE and Grohe Article no.: HEWI 950.50.07090 | https://catalog.hewi.com/en/p/9505007090 | https://catalog.hewi.com/storage/downloads/HEWI_950_50_07090_en.pdf
950.50.07190 | HEWI Upgrade kit toilet roll holder with WC flushing mechanism | Upgrade kit toilet roll holder with WC flush actuator - Right-angled toilet roll holder incl. WC flush actuator - blue button for triggering the WC flush mechanism - left-hand version - for retrofitting on hinged support rails 950.50.1... and stationary support rails 950.50.3... - easy installation - integrated toilet roll brake - 35 mm deep, 123 mm high, 151 mm wide - made of high-quality polyamide according to HEWI colour chart - transmission frequency 868.4 MHz - suitable for radio-controlled toilet flushing systems made by Geberit, Friatec, Mepa, Sanit, Viega, TECE and Grohe Article no.: HEWI 950.50.07190 | https://catalog.hewi.com/en/p/9505007190 | https://catalog.hewi.com/storage/downloads/HEWI_950_50_07190_en.pdf
950.50.07290 | HEWI Upgrade kit toilet roll holder with WC flushing mechanism | Upgrade kit toilet roll holder with WC flush actuator - Right-angled toilet roll holder incl. WC flush actuator - blue button for triggering the WC flush mechanism - right-hand version - for retrofitting on hinged support rails 950.50.6... - easy installation - integrated toilet roll brake - 35 mm deep, 123 mm high, 151 mm wide - made of high-quality polyamide in HEWI colours 90 (jet black), 92 (anthracite grey), 98 (signal white) or 99 (pure white) - transmission frequency 868.4 MHz - suitable for radio-controlled toilet flushing systems made by Geberit, Friatec, Mepa, Sanit, Viega, TECE and Grohe Article no.: HEWI 950.50.07290 | https://catalog.hewi.com/en/p/9505007290 | https://catalog.hewi.com/storage/downloads/HEWI_950_50_07290_en.pdf
950.50.07390 | HEWI Upgrade kit toilet roll holder with WC flushing mechanism | Upgrade kit toilet roll holder with WC flush actuator - Right-angled toilet roll holder incl. WC flush actuator - blue button for triggering the WC flush mechanism - left-hand version - for retrofitting on hinged support rails 950.50.6... - easy installation - integrated toilet roll brake - 35 mm deep, 123 mm high, 151 mm wide - made of high-quality polyamide in HEWI colours 90 (jet black), 92 (anthracite grey), 98 (signal white) or 99 (pure white) - transmission frequency 868.4 MHz - suitable for radio-controlled toilet flushing systems made by Geberit, Friatec, Mepa, Sanit, Viega, TECE and Grohe Article no.: HEWI 950.50.07390 | https://catalog.hewi.com/en/p/9505007390 | https://catalog.hewi.com/storage/downloads/HEWI_950_50_07390_en.pdf
950.50.10040 | HEWI Mounting plate with cover | Mounting plate with cover for mobile hinged support rails - rectangular mounting plate with matching, rectangular cover - used to hold the mobile hinged support rails - 130 mm wide, 181 mm high, 20 mm deep - mounting plate made of stainless steel - for mounting with non-corrosive and tested HEWI fixing materials for different wall systems (to be ordered separately) - sealing tape for sealing the fixing points is included in the scope of supply - cover frame made of high-quality polyamide in HEWI colour 98 (signal white) - face plate made of mirror polished stainless steel - produced in accordance with CE- and UKCA-Regulation (EU) 2017/745 on medical devices Article no.: HEWI 950.50.10040 | https://catalog.hewi.com/en/p/9505010040 | https://catalog.hewi.com/storage/downloads/HEWI_950_50_10040_en.pdf
950.50.10090 | HEWI Mounting plate with cover | Mounting plate with cover for mobile hinged support rails - rectangular mounting plate with matching, rectangular cover - used to hold the mobile hinged support rails - 130 mm wide, 181 mm high and 22 mm deep - mounting plate made of stainless steel - for mounting with non-corrosive and tested HEWI fixing materials for different wall systems (to be ordered separately) - sealing tape for sealing the fixing points is included in the scope of supply - cover made of high-quality synthetic material in the HEWI colour 98 (signal white) or 99 (pure white) - produced in accordance with CE- and UKCA-Regulation (EU) 2017/745 on medical devices Article no.: HEWI 950.50.10090 | https://catalog.hewi.com/en/p/9505010090 | https://catalog.hewi.com/storage/downloads/HEWI_950_50_10090_en.pdf
950.50.100XA | HEWI Mounting plate with cover | Mounting plate with cover for mobile hinged support rails - rectangular mounting plate with matching, rectangular cover - used to hold the mobile hinged support rails - 130 mm wide, 181 mm high and 20 mm deep - mounting plate made of stainless steel - for mounting with non-corrosive and tested HEWI fixing materials for different wall systems (to be ordered separately) - sealing tape for sealing the fixing points is included in the scope of supply - frame of the cover made of high-quality polyamide in HEWI colours 90 (jet black), 92 (anthracite grey), 98 (signal white) or 99 (pure white) - face plate made of stainless steel, satin finish - produced in accordance with CE- and UKCA-Regulation (EU) 2017/745 on medical devices Article no.: HEWI 950.50.100XA | https://catalog.hewi.com/en/p/95050100XA | https://catalog.hewi.com/storage/downloads/HEWI_950_50_100XA_en.pdf
950.50.10190 | HEWI Mounting plate with cover | Mounting plate with cover for the mobile hinged support rails, Series 801 - rectangular mounting plate with matching, rectangular cover - serves to hold and fix the mobile hinged support rails 801.50.1..., 801.50D1..., 801.50B1..., 801.50.2..., 801.50D2... and 801.50B2... - 82 mm wide, 265 mm high, 19 mm deep - mounting plate made of stainless steel, satin finish - for mounting with corrosion-free and tested HEWI fixing material for various wall structures (to be ordered separately) - sealing tape for sealing the fixing points is included in the scope of delivery - cover made of high-quality polyamide in the HEWI colours 98 (signal white) or 99 (pure white) Article no.: HEWI 950.50.10190 | https://catalog.hewi.com/en/p/9505010190 | https://catalog.hewi.com/storage/downloads/HEWI_950_50_10190_en.pdf
950.50.101XA | HEWI Mounting plate with cover | Mounting plate with cover for the mobile hinged support rails, Series 805 Classic - rectangular mounting plate with matching rectangular cover - serves to hold and fix the mobile hinged support rails 805.50.1... and 805.50.2... - 82 mm wide, 265 mm high, 21 mm deep - mounting plate made of stainless steel, satin finish - for mounting with corrosion-free and tested HEWI fixing material for various wall structures (to be ordered separately) - sealing tape for sealing the fixing points is included in the scope of delivery - cover frame made of high-quality polyamide in HEWI colours 90 (jet black), 92 (anthracite grey), 98 (signal white) and 99 (pure white) - front panel of the cover made of high-quality stainless steel, satin finish Article no.: HEWI 950.50.101XA | https://catalog.hewi.com/en/p/95050101XA | https://catalog.hewi.com/storage/downloads/HEWI_950_50_101XA_en.pdf
950.50.10260 | HEWI Height adjustable plate | Height-adjustable plate for folding support handles of the series/systems 802 LifeSystem, 900 and 801 - is used to hold folding support handles 802.50..., 900.50... and 801.50... - Height adjustment, in order to be able to adapt the required support height to the user - Adjustment downwards, pull out locking bolt, adjustment upwards possible without pulling out the locking bolt - Adjustment range 200 mm - 153 mm wide, 530 mm high, 30 mm deep - made of aluminium, powder coated in HEWI colour DX (signal white, matt) and FV (pure white) - produced in accordance with Regulation (EU) 2017/745 on medical devices Article no.: HEWI 950.50.10260 | https://catalog.hewi.com/en/p/9505010260 | https://catalog.hewi.com/storage/downloads/HEWI_950_50_10260_en.pdf
950.50.11050 | HEWI Hinged support rail Mono WARM TOUCH | Mono hinged support rail system WARM TOUCH - with a horizontal, round gripping level with diameter 33 mm - for holding on to and providing support - 600 mm projection, wall mounting plate 181 mm high and 130 mm wide - can be folded upwards and, folded downwards with braking mechanism - made of high-quality chrome-look coated polyamide that is warm to touch - with continuous anti-corrosion steel core and integrated wall mounting plate made of steel with cover made of chrome-look coated polyamide - stable three-point fixing - for wall mounting with concealed, non-corrosive and tested fixing materials for different wall systems (must be ordered separately) - sealing tape for sealing the fixing points is included in the scope of supply - with toilet roll holder 950.50.01050, toilet roll holder with WC flushing mechanism 950.50.07090 (right) and 950.50.07190 (left) for retrofitting - produced in accordance with CE- and UKCA-Regulation (EU) 2017/745 on medical devices - fulfils the DIN 18040 requirements - weight capacity 100 kg Article no.: HEWI 950.50.11050 | https://catalog.hewi.com/en/p/9505011050 | https://catalog.hewi.com/storage/downloads/HEWI_950_50_11050_en.pdf
950.50.11090 | HEWI Hinged support rail Mono | Mono hinged support rail System 800 K - with a horizontal, round gripping level with diameter 33 mm - for holding on to and providing support - 600 mm projection, wall mounting plate 181 mm high and 130 mm wide - can be folded upwards and, folded downwards with braking mechanism - made of high-quality polyamide in HEWI colours 98 (signal white) or 99 (pure white) - with continuous, corrosion resistant steel core and integrated wall mounting plate made of steel with high-quality polyamide cover - stable three-point fixing - for wall mounting with concealed, non-corrosive and tested fixing materials for different wall systems (must be ordered separately) - sealing tape for sealing the fixing points is included in the scope of supply - with toilet roll holder 950.50.01090, toilet roll holder with WC flushing mechanism 950.50.07090 (right) and 950.50.07190 (left) for retrofitting - produced in accordance with CE- and UKCA-Regulation (EU) 2017/745 on medical devices - fulfils the DIN 18040 requirements - weight capacity 100 kg Article no.: HEWI 950.50.11090 | https://catalog.hewi.com/en/p/9505011090 | https://catalog.hewi.com/storage/downloads/HEWI_950_50_11090_en.pdf
950.50.11091 | HEWI Hinged support rail Mono | Mono hinged support rail System 800 K - with a horizontal, round gripping level with diameter 33 mm - for holding on to and providing support - 600 mm projection, wall mounting plate 181 mm high and 130 mm wide - can be folded upwards and, folded downwards with braking mechanism - rail made of high-quality polyamide according to HEWI colour chart - wall plate cover made of high-quality polyamide in the HEWI colour 98 (signal white) - with continuous, corrosion resistant steel core and integrated wall mounting plate made of steel with high-quality polyamide cover - stable three-point fixing - for wall mounting with concealed, non-corrosive and tested fixing materials for different wall systems (must be ordered separately) - sealing tape for sealing the fixing points is included in the scope of supply - with toilet roll holder 950.50.01090, toilet roll holder with WC flushing mechanism 950.50.07090 (right) and 950.50.07190 (left) for retrofitting - produced in accordance with CE- and UKCA-Regulation (EU) 2017/745 on medical devices - fulfils the DIN 18040 requirements - weight capacity 100 kg Article no.: HEWI 950.50.11091 | https://catalog.hewi.com/en/p/9505011091 | https://catalog.hewi.com/storage/downloads/HEWI_950_50_11091_en.pdf
950.50.11099 | HEWI Hinged support rail Mono | Mono hinged support rail System 800 K - with a horizontal, round gripping level with diameter 33 mm - for holding on to and providing support - 600 mm projection, wall mounting plate 181 mm high and 130 mm wide - can be folded upwards and, folded downwards with braking mechanism - rail made of high-quality polyamide according to HEWI colour chart - wall plate cover made of high-quality polyamide in the HEWI colour 99 (pure white) - with continuous, corrosion resistant steel core and integrated wall mounting plate made of steel with high-quality polyamide cover - stable three-point fixing - for wall mounting with concealed, non-corrosive and tested fixing materials for different wall systems (must be ordered separately) - sealing tape for sealing the fixing points is included in the scope of supply - with toilet roll holder 950.50.01090, toilet roll holder with WC flushing mechanism 950.50.07090 (right) and 950.50.07190 (left) for retrofitting - produced in accordance with CE- and UKCA-Regulation (EU) 2017/745 on medical devices - fulfils the DIN 18040 requirements - weight capacity 100 kg Article no.: HEWI 950.50.11099 | https://catalog.hewi.com/en/p/9505011099 | https://catalog.hewi.com/storage/downloads/HEWI_950_50_11099_en.pdf
950.50.11150 | HEWI Mobile hinged support rail Mono ¦ WARM TOUCH | Mono mobile hinged support rail - for easy and flexible retrofitting on existing, preassembled mounting plate: 950.50.01440, must be ordered separately - for mobile use - with a horizontal, round gripping level with diameter 33 mm - for holding on to and providing support - 600 mm projection, bracket 181 mm high and 130 mm wide - can be folded upwards and, folded downwards with braking mechanism - made of chrome-look coated polyamide that is pleasantly warm to touch - with continuous, anti-corrosion steel core and integrated bracket made of metal with cover made of chrome-look coated polyamide - tool-free and quick installation by means of short, simple hanging - secured against unintentional removal - unlocking for flexible use by spring actuation - with toilet roll holder 950.50.01050, toilet roll holder with WC flushing mechanism 950.50.07090 (right) and 950.50.07190 (left) for retrofitting - produced in accordance with CE- and UKCA-Regulation (EU) 2017/745 on medical devices - fulfils the DIN 18040 requirements - weight capacity 100 kg Article no.: HEWI 950.50.11150 | https://catalog.hewi.com/en/p/9505011150 | https://catalog.hewi.com/storage/downloads/HEWI_950_50_11150_en.pdf
950.50.11190 | HEWI Mobile hinged support rail Mono | Mobile hinged support rail Mono System 800 K - for easy and flexible retrofitting on existing, preassembled mounting plate: 950.50.014XA, must be ordered separately - for mobile use - with a horizontal, round gripping level with diameter 33 mm - for holding on to and providing support - 600 mm projection, bracket 181 mm high and 130 mm wide - can be folded upwards and, folded downwards with braking mechanism - made of high-quality polyamide in HEWI colours 98 (signal white) or 99 (pure white) - with continuous, anti-corrosion steel core and bracket made of steel with cover made of high-quality polyamide - tool-free and quick installation by means of short, simple hanging - secured against unintentional removal - unlocking for flexible use by spring actuation - with toilet roll holder 950.50.01090, toilet roll holder with WC flushing mechanism 950.50.07090 (right) and 950.50.07190 (left) for retrofitting - produced in accordance with CE- and UKCA-Regulation (EU) 2017/745 on medical devices - fulfils the DIN 18040 requirements - weight capacity 100 kg Article no.: HEWI 950.50.11190 | https://catalog.hewi.com/en/p/9505011190 | https://catalog.hewi.com/storage/downloads/HEWI_950_50_11190_en.pdf
950.50.11191 | HEWI Mobile hinged support rail Mono | Mobile hinged support rail mono System 800 K - for easy and flexible retrofitting on existing, preassembled mounting plate: 950.50.014XA, must be ordered separately - for mobile use - with a horizontal, round gripping level with diameter 33 mm - for holding on to and providing support - 600 mm projection, bracket 181 mm high and 130 mm wide - can be folded upwards and, folded downwards with braking mechanism - hinged support rail made of high-quality polyamide in the HEWI colour 98 (signal white) - upper rail made of high-quality polyamide according to HEWI colour chart - with continuous, anti-corrosion steel core and bracket made of steel with cover made of high-quality polyamide - tool-free and quick installation by means of short, simple hanging - secured against unintentional removal - unlocking for flexible use by spring actuation - with toilet roll holder 950.50.01090, toilet roll holder with WC flushing mechanism 950.50.07090 (right) and 950.50.07190 (left) for retrofitting - produced in accordance with CE- and UKCA-Regulation (EU) 2017/745 on medical devices - fulfils the DIN 18040 requirements - weight capacity 100 kg Article no.: HEWI 950.50.11191 | https://catalog.hewi.com/en/p/9505011191 | https://catalog.hewi.com/storage/downloads/HEWI_950_50_11191_en.pdf
950.50.11199 | HEWI Mobile hinged support rail Mono | Mobile hinged support rail mono System 800 K - for easy and flexible retrofitting on existing, preassembled mounting plate: 950.50.014XA, must be ordered separately - for mobile use - with a horizontal, round gripping level with diameter 33 mm - for holding on to and providing support - 600 mm projection, bracket 181 mm high and 130 mm wide - can be folded upwards and, folded downwards with braking mechanism - hinged support rail made of high-quality polyamide in the HEWI colour 99 (pure white) - upper rail made of high-quality polyamide according to HEWI colour chart - with continuous, anti-corrosion steel core and bracket made of steel with cover made of high-quality polyamide - tool-free and quick installation by means of short, simple hanging - secured against unintentional removal - unlocking for flexible use by spring actuation - with toilet roll holder 950.50.01090, toilet roll holder with WC flushing mechanism 950.50.07090 (right) and 950.50.07190 (left) for retrofitting - produced in accordance with CE- and UKCA-Regulation (EU) 2017/745 on medical devices - fulfils the DIN 18040 requirements - weight capacity 100 kg Article no.: HEWI 950.50.11199 | https://catalog.hewi.com/en/p/9505011199 | https://catalog.hewi.com/storage/downloads/HEWI_950_50_11199_en.pdf
950.50.12050 | HEWI Hinged support rail Duo WARM TOUCH | Hinged support rail Duo System WARM TOUCH - with two gripping levels arranged above each other - upper rail is merged with the top rail at an angle of 135° - upper rail (diameter 33 mm) for holding on to and providing support - bottom rail (diameter 25 mm) starts at a distance of 250 mm from the front edge of the upper rail and is used for holding on to and for turning in from the side - 700 mm projection, wall mounting plate 181 mm high and 130 mm wide - can be folded upwards and, folded downwards with braking mechanism - made of high-quality chrome-look coated polyamide that is warm to touch - with continuous anti-corrosion steel core and integrated wall mounting plate made of steel with cover made of chrome-look coated polyamide - stable three-point fixing - for wall mounting with concealed, non-corrosive and tested fixing materials for different wall systems (must be ordered separately) - sealing tape for sealing the fixing points is included in the scope of supply - with toilet roll holder 950.50.01050, toilet roll holder with WC flushing mechanism 950.50.07090 (right), 950.50.07190 (left), and floor supports 950.50.020XA, 950.50.025XA and 950.50.026XA for retrofitting - produced in accordance with CE- and UKCA-Regulation (EU) 2017/745 on medical devices - fulfils the ÖNORM B1600/1601 and SIA 500 requirements - weight capacity 100 kg Article no.: HEWI 950.50.12050 | https://catalog.hewi.com/en/p/9505012050 | https://catalog.hewi.com/storage/downloads/HEWI_950_50_12050_en.pdf
950.50.12090 | HEWI Hinged support rail Duo | Hinged support rail Duo System 800 K - with two gripping levels arranged above each other - upper rail is merged with the top rail at an angle of 135° - upper rail (diameter 33 mm) for holding on to and providing support - bottom rail (diameter 25 mm) starts at a distance of 250 mm from the front edge of the upper rail and is used for holding on to and for turning in from the side - 700 mm projection, wall mounting plate 181 mm high and 130 mm wide - can be folded upwards and, folded downwards with braking mechanism - made of high-quality polyamide in HEWI colours 98 (signal white) or 99 (pure white) - with continuous, corrosion resistant steel core and integrated wall mounting plate made of steel with high-quality polyamide cover - stable three-point fixing - for wall mounting with concealed, non-corrosive and tested fixing materials for different wall systems (must be ordered separately) - sealing tape for sealing the fixing points is included in the scope of supply - with toilet roll holder 950.50.01090, toilet roll holder with WC flushing mechanism 950.50.07090 (right), 950.50.07190 (left) and floor supports 950.50.020XA, 950.50.025XA and 950.50.026XA for retrofitting - produced in accordance with CE- and UKCA-Regulation (EU) 2017/745 on medical devices - fulfils the ÖNORM B1600/1601 and SIA 500 requirements - weight capacity 100 kg Article no.: HEWI 950.50.12090 | https://catalog.hewi.com/en/p/9505012090 | https://catalog.hewi.com/storage/downloads/HEWI_950_50_12090_en.pdf
950.50.12091 | HEWI Hinged support rail Duo | Hinged support rail Duo System 800 K - with two gripping levels arranged above each other - upper rail is merged with the top rail at an angle of 135° - upper rail (diameter 33 mm) for holding on to and providing support - bottom rail (diameter 25 mm) starts at a distance of 250 mm from the front edge of the upper rail and is used for holding on to and for turning in from the side - 700 mm projection, wall mounting plate 181 mm high and 130 mm wide - can be folded upwards and, folded downwards with braking mechanism - hinged support rail made of high-quality polyamide in the HEWI colour 98 (signal white) - upper rail according to HEWI colour chart - with continuous, corrosion resistant steel core and integrated wall mounting plate made of steel with high-quality polyamide cover - stable three-point fixing - for wall mounting with concealed, non-corrosive and tested fixing materials for different wall systems (must be ordered separately) - sealing tape for sealing the fixing points is included in the scope of supply - with toilet roll holder 950.50.01090, toilet roll holder with WC flushing mechanism 950.50.07090 (right), 950.50.07190 (left) and floor supports 950.50.020XA, 950.50.025XA and 950.50.026XA for retrofitting - produced in accordance with CE- and UKCA-Regulation (EU) 2017/745 on medical devices - fulfils the ÖNORM B1600/1601 and SIA 500 requirements - weight capacity 100 kg Article no.: HEWI 950.50.12091 | https://catalog.hewi.com/en/p/9505012091 | https://catalog.hewi.com/storage/downloads/HEWI_950_50_12091_en.pdf
950.50.12099 | HEWI Hinged support rail Duo | Hinged support rail Duo System 800 K - with two gripping levels arranged above each other - upper rail is merged with the top rail at an angle of 135° - upper rail (diameter 33 mm) for holding on to and providing support - bottom rail (diameter 25 mm) starts at a distance of 250 mm from the front edge of the upper rail and is used for holding on to and for turning in from the side - 700 mm projection, wall mounting plate 181 mm high and 130 mm wide - can be folded upwards and, folded downwards with braking mechanism - hinged support rail made of high-quality polyamide in the HEWI colour 99 (pure white) - upper rail according to HEWI colour chart - with continuous, corrosion resistant steel core and integrated wall mounting plate made of steel with high-quality polyamide cover - stable three-point fixing - for wall mounting with concealed, non-corrosive and tested fixing materials for different wall systems (must be ordered separately) - sealing tape for sealing the fixing points is included in the scope of supply - with toilet roll holder 950.50.01090, toilet roll holder with WC flushing mechanism 950.50.07090 (right), 950.50.07190 (left) and floor supports 950.50.020XA, 950.50.025XA and 950.50.026XA for retrofitting - produced in accordance with CE- and UKCA-Regulation (EU) 2017/745 on medical devices - fulfils the ÖNORM B1600/1601 and SIA 500 requirements - weight capacity 100 kg Article no.: HEWI 950.50.12099 | https://catalog.hewi.com/en/p/9505012099 | https://catalog.hewi.com/storage/downloads/HEWI_950_50_12099_en.pdf
950.50.12150 | HEWI Mobile hinged support rail Duo ¦ WARM TOUCH | Mobile hinged support rail Duo WARM TOUCH - for easy and flexible retrofitting on existing, preassembled mounting plate: 950.50.01440, must be ordered separately - for mobile use - with two gripping levels arranged above each other - upper rail is merged with the top rail at an angle of 135° - upper rail (diameter 33 mm) for holding on to and providing support - bottom rail (diameter 25 mm) starts at a distance of 250 mm from the front edge of the upper rail and is used for holding on to and for turning in from the side - 700 mm projection, bracket 181 mm high and 130 mm wide - can be folded upwards and, folded downwards with braking mechanism - made of chrome-look coated polyamide that is warm to touch - with continuous, anti-corrosion steel core and integrated bracket made of metal with cover made of chrome-look coated polyamide - tool-free and quick installation by means of short, simple hanging - secured against unintentional removal - unlocking for flexible use by spring actuation - with toilet roll holder 950.50.01050, toilet roll holder with WC flushing mechanism 950.50.07090 (right), 950.50.07190 (left), and floor supports 950.50.020XA, 950.50.025XA and 950.50.026XA for retrofitting - produced in accordance with CE- and UKCA-Regulation (EU) 2017/745 on medical devices - fulfils the ÖNORM B1600/1601 and SIA 500 requirements - weight capacity 100 kg Article no.: HEWI 950.50.12150 | https://catalog.hewi.com/en/p/9505012150 | https://catalog.hewi.com/storage/downloads/HEWI_950_50_12150_en.pdf
950.50.12190 | HEWI Mobile hinged support rail Duo | Mobile hinged support rail Duo System 800 K - for easy and flexible retrofitting on existing, preassembled mounting plate: 950.50.014XA, must be ordered separately - for mobile use - with two gripping levels arranged above each other - upper rail is merged with the top rail at an angle of 135° - upper rail (diameter 33 mm) for holding on to and providing support - bottom rail (diameter 25 mm) starts at a distance of 250 mm from the front edge of the upper rail and is used for holding on to and for turning in from the side - 700 mm projection, bracket 181 mm high and 130 mm wide - can be folded upwards and, folded downwards with braking mechanism - made of high-quality polyamide in HEWI colours 98 (signal white) or 99 (pure white) - with continuous, anti-corrosion steel core and bracket made of steel with cover made of high-quality polyamide - tool-free and quick installation by means of short, simple hanging - secured against unintentional removal - unlocking for flexible use by spring actuation - with toilet roll holder 950.50.01090, toilet roll holder with WC flushing mechanism 950.50.07090 (right), 950.50.07190 (left) and floor supports 950.50.020XA, 950.50.025XA and 950.50.026XA for retrofitting - produced in accordance with CE- and UKCA-Regulation (EU) 2017/745 on medical devices - fulfils the ÖNORM B1600/1601 and SIA 500 requirements - weight capacity 100 kg Article no.: HEWI 950.50.12190 | https://catalog.hewi.com/en/p/9505012190 | https://catalog.hewi.com/storage/downloads/HEWI_950_50_12190_en.pdf
950.50.12191 | HEWI Mobile hinged support rail Duo | Mobile hinged support rail Duo System 800 K - for easy and flexible retrofitting on existing, preassembled mounting plate: 950.50.014XA, must be ordered separately - for mobile use - with two gripping levels arranged on top of each other - upper rail is merged with the top rail at an angle of 135° - upper rail (diameter 33 mm) for holding on to and providing support - bottom rail (diameter 25 mm) starts at a distance of 250 mm from the front edge of the upper rail and is used for holding on to and for turning in from the side - 700 mm projection, bracket 181 mm high and 130 mm wide - can be folded upwards and, folded downwards with braking mechanism - hinged support rail made of high-quality polyamide in the HEWI colour 98 (signal white) - upper rail made of high-quality polyamide according to HEWI colour chart - with continuous, anti-corrosion steel core and bracket made of steel with cover made of high-quality polyamide - tool-free and quick installation by means of short, simple hanging - secured against unintentional removal - unlocking for flexible use by spring actuation - with toilet roll holder 950.50.01090, toilet roll holder with WC flushing mechanism 950.50.07090 (right), 950.50.07190 (left) and floor supports 950.50.020XA, 950.50.025XA and 950.50.026XA for retrofitting - produced in accordance with CE- and UKCA-Regulation (EU) 2017/745 on medical devices - fulfils the ÖNORM B1600/1601 and SIA 500 requirements - weight capacity 100 kg Article no.: HEWI 950.50.12191 | https://catalog.hewi.com/en/p/9505012191 | https://catalog.hewi.com/storage/downloads/HEWI_950_50_12191_en.pdf
950.50.12199 | HEWI Mobile hinged support rail Duo | Mobile hinged support rail Duo System 800 K - for easy and flexible retrofitting on existing, preassembled mounting plate: 950.50.014XA, must be ordered separately - for mobile use - with two gripping levels arranged on top of each other - upper rail is merged with the top rail at an angle of 135° - upper rail (diameter 33 mm) for holding on to and providing support - bottom rail (diameter 25 mm) starts at a distance of 250 mm from the front edge of the upper rail and is used for holding on to and for turning in from the side - 700 mm projection, bracket 181 mm high and 130 mm wide - can be folded upwards and, folded downwards with braking mechanism - hinged support rail made of high-quality polyamide in the HEWI colour 99 (pure white) - upper rail made of high-quality polyamide according to HEWI colour chart - with continuous, anti-corrosion steel core and bracket made of steel with cover made of high-quality polyamide - tool-free and quick installation by means of short, simple hanging - secured against unintentional removal - unlocking for flexible use by spring actuation - with toilet roll holder 950.50.01090, toilet roll holder with WC flushing mechanism 950.50.07090 (right), 950.50.07190 (left) and floor supports 950.50.020XA, 950.50.025XA and 950.50.026XA for retrofitting - produced in accordance with CE- and UKCA-Regulation (EU) 2017/745 on medical devices - fulfils the ÖNORM B1600/1601 and SIA 500 requirements - weight capacity 100 kg Article no.: HEWI 950.50.12199 | https://catalog.hewi.com/en/p/9505012199 | https://catalog.hewi.com/storage/downloads/HEWI_950_50_12199_en.pdf
950.50.13050 | HEWI Hinged support rail Duo WARM TOUCH | Hinged support rail Duo System WARM TOUCH - with two gripping levels arranged above each other - upper rail is merged with the top rail at an angle of 135° - upper rail (diameter 33 mm) for holding on to and providing support - bottom rail (diameter 25 mm) starts at a distance of 250 mm from the front edge of the upper rail and is used for holding on to and for turning in from the side - 850 mm projection, wall mounting plate 181 mm high and 130 mm wide - can be folded upwards and, folded downwards with braking mechanism - made of high-quality chrome-look coated polyamide that is warm to touch - with continuous anti-corrosion steel core and integrated wall mounting plate made of steel with cover made of chrome-look coated polyamide - stable three-point fixing - for wall mounting with concealed, non-corrosive and tested fixing materials for different wall systems (must be ordered separately) - sealing tape for sealing the fixing points is included in the scope of supply - with toilet roll holder 950.50.01050, toilet roll holder with WC flushing mechanism 950.50.07090 (right), 950.50.07190 (left), and floor supports 950.50.020XA, 950.50.025XA and 950.50.026XA for retrofitting - produced in accordance with CE- and UKCA-Regulation (EU) 2017/745 on medical devices - fulfils the DIN 18040, ÖNORM B1600/1601 and SIA 500 requirements - weight capacity 100 kg Article no.: HEWI 950.50.13050 | https://catalog.hewi.com/en/p/9505013050 | https://catalog.hewi.com/storage/downloads/HEWI_950_50_13050_en.pdf
950.50.13090 | HEWI Hinged support rail Duo | Hinged support rail Duo System 800 K - with two gripping levels arranged above each other - upper rail is merged with the top rail at an angle of 135° - upper rail (diameter 33 mm) for holding on to and providing support - bottom rail (diameter 25 mm) starts at a distance of 250 mm from the front edge of the upper rail and is used for holding on to and for turning in from the side - 850 mm projection, wall mounting plate 181 mm high and 130 mm wide - can be folded upwards and, folded downwards with braking mechanism - made of high-quality polyamide in HEWI colours 98 (signal white) or 99 (pure white) - with continuous, corrosion resistant steel core and integrated wall mounting plate made of steel with high-quality polyamide cover - stable three-point fixing - for wall mounting with concealed, non-corrosive and tested fixing materials for different wall systems (must be ordered separately) - sealing tape for sealing the fixing points is included in the scope of supply - with toilet roll holder 950.50.01090, toilet roll holder with WC flushing mechanism 950.50.07090 (right), 950.50.07190 (left) and floor supports 950.50.020XA, 950.50.025XA and 950.50.026XA for retrofitting - produced in accordance with CE- and UKCA-Regulation (EU) 2017/745 on medical devices - fulfils the DIN 18040, ÖNORM B1600/1601 and SIA 500 requirements - weight capacity 100 kg Article no.: HEWI 950.50.13090 | https://catalog.hewi.com/en/p/9505013090 | https://catalog.hewi.com/storage/downloads/HEWI_950_50_13090_en.pdf
950.50.13091 | HEWI Hinged support rail Duo | Hinged support rail Duo System 800 K - with two gripping levels arranged above each other - upper rail is merged with the top rail at an angle of 135° - upper rail (diameter 33 mm) for holding on to and providing support - bottom rail (diameter 25 mm) starts at a distance of 250 mm from the front edge of the upper rail and is used for holding on to and for turning in from the side - 850 mm projection, wall mounting plate 181 mm high and 130 mm wide - can be folded upwards and, folded downwards with braking mechanism - hinged support rail made of high-quality polyamide in the HEWI colour 98 (signal white) - upper rail made of high-quality polyamide according to HEWI colour chart - with continuous, corrosion resistant steel core and integrated wall mounting plate made of steel with high-quality polyamide cover - stable three-point fixing - for wall mounting with concealed, non-corrosive and tested fixing materials for different wall systems (must be ordered separately) - sealing tape for sealing the fixing points is included in the scope of supply - with toilet roll holder 950.50.01090, toilet roll holder with WC flushing mechanism 950.50.07090 (right), 950.50.07190 (left) and floor supports 950.50.020XA, 950.50.025XA and 950.50.026XA for retrofitting - produced in accordance with CE- and UKCA-Regulation (EU) 2017/745 on medical devices - fulfils the DIN 18040, ÖNORM B1600/1601 and SIA 500 requirements - weight capacity 100 kg Article no.: HEWI 950.50.13091 | https://catalog.hewi.com/en/p/9505013091 | https://catalog.hewi.com/storage/downloads/HEWI_950_50_13091_en.pdf
950.50.13099 | HEWI Hinged support rail Duo | Hinged support rail Duo System 800 K - with two gripping levels arranged above each other - upper rail is merged with the top rail at an angle of 135° - upper rail (diameter 33 mm) for holding on to and providing support - bottom rail (diameter 25 mm) starts at a distance of 250 mm from the front edge of the upper rail and is used for holding on to and for turning in from the side - 850 mm projection, wall mounting plate 181 mm high and 130 mm wide - can be folded upwards and, folded downwards with braking mechanism - hinged support rail made of high-quality polyamide in the HEWI colour 99 (pure white) - upper rail made of high-quality polyamide according to HEWI colour chart - with continuous, corrosion resistant steel core and integrated wall mounting plate made of steel with high-quality polyamide cover - stable three-point fixing - for wall mounting with concealed, non-corrosive and tested fixing materials for different wall systems (must be ordered separately) - sealing tape for sealing the fixing points is included in the scope of supply - with toilet roll holder 950.50.01090, toilet roll holder with WC flushing mechanism 950.50.07090 (right), 950.50.07190 (left) and floor supports 950.50.020XA, 950.50.025XA and 950.50.026XA for retrofitting - produced in accordance with CE- and UKCA-Regulation (EU) 2017/745 on medical devices - fulfils the DIN 18040, ÖNORM B1600/1601 and SIA 500 requirements - weight capacity 100 kg Article no.: HEWI 950.50.13099 | https://catalog.hewi.com/en/p/9505013099 | https://catalog.hewi.com/storage/downloads/HEWI_950_50_13099_en.pdf
950.50.13150 | HEWI Mobile hinged support rail Duo ¦ WARM TOUCH | Mobile hinged support rail Duo WARM TOUCH - for easy and flexible retrofitting on existing, preassembled mounting plate: 950.50.01440, must be ordered separately - for mobile use - with two gripping levels arranged above each other - upper rail is merged with the top rail at an angle of 135° - upper rail (diameter 33 mm) for holding on to and providing support - bottom rail (diameter 25 mm) starts at a distance of 250 mm from the front edge of the upper rail and is used for holding on to and for turning in from the side - 850 mm projection, bracket 181 mm high and 130 mm wide - can be folded upwards and, folded downwards with braking mechanism - made of chrome-look coated polyamide that is warm to touch - with continuous, anti-corrosion steel core and integrated bracket made of metal with cover made of chrome-look coated polyamide - tool-free and quick installation by means of short, simple hanging - secured against unintentional removal - unlocking for flexible use by spring actuation - with toilet roll holder 950.50.01050, toilet roll holder with WC flushing mechanism 950.50.07090 (right), 950.50.07190 (left), and floor supports 950.50.020XA, 950.50.025XA and 950.50.026XA for retrofitting - produced in accordance with CE- and UKCA-Regulation (EU) 2017/745 on medical devices - fulfils the DIN 18040, ÖNORM B1600/1601 and SIA 500 requirements - weight capacity 100 kg Article no.: HEWI 950.50.13150 | https://catalog.hewi.com/en/p/9505013150 | https://catalog.hewi.com/storage/downloads/HEWI_950_50_13150_en.pdf
950.50.13190 | HEWI Mobile hinged support rail Duo | Mobile hinged support rail Duo System 800 K - for easy and flexible retrofitting on existing, preassembled mounting plate: 950.50.014XA, must be ordered separately - for mobile use - with two gripping levels arranged above each other - upper rail is merged with the top rail at an angle of 135° - upper rail (diameter 33 mm) for holding on to and providing support - bottom rail (diameter 25 mm) starts at a distance of 250 mm from the front edge of the upper rail and is used for holding on to and for turning in from the side - 850 mm projection, bracket 181 mm high and 130 mm wide - can be folded upwards and, folded downwards with braking mechanism - made of high-quality polyamide in HEWI colours 98 (signal white) or 99 (pure white) - with continuous, anti-corrosion steel core and bracket made of steel with cover made of high-quality polyamide - tool-free and quick installation by means of short, simple hanging - secured against unintentional removal - unlocking for flexible use by spring actuation - with toilet roll holder 950.50.01090, toilet roll holder with WC flushing mechanism 950.50.07090 (right), 950.50.07190 (left) and floor supports 950.50.020XA, 950.50.025XA and 950.50.026XA for retrofitting - produced in accordance with CE- and UKCA-Regulation (EU) 2017/745 on medical devices - fulfils the DIN 18040, ÖNORM B1600/1601 and SIA 500 requirements - weight capacity 100 kg Article no.: HEWI 950.50.13190 | https://catalog.hewi.com/en/p/9505013190 | https://catalog.hewi.com/storage/downloads/HEWI_950_50_13190_en.pdf
950.50.13191 | HEWI Mobile hinged support rail Duo | Mobile hinged support rail Duo System 800 K - for easy and flexible retrofitting on existing, preassembled mounting plate: 950.50.014XA, must be ordered separately - for mobile use - with two gripping levels arranged above each other - upper rail is merged with the top rail at an angle of 135° - upper rail (diameter 33 mm) for holding on to and providing support - bottom rail (diameter 25 mm) starts at a distance of 250 mm from the front edge of the upper rail and is used for holding on to and for turning in from the side - 850 mm projection, bracket 181 mm high and 130 mm wide - can be folded upwards and, folded downwards with braking mechanism - hinged support rail made of high-quality polyamide in the HEWI colour 98 (signal white) - upper rail made of high-quality polyamide according to HEWI colour chart - with continuous, anti-corrosion steel core and bracket made of steel with cover made of high-quality polyamide - stable three-point fixing - tool-free and quick installation by means of short, simple hanging - unlocking for flexible use by spring actuation - with toilet roll holder 950.50.01090, toilet roll holder with WC flushing mechanism 950.50.07090 (right), 950.50.07190 (left) and floor supports 950.50.020XA, 950.50.025XA and 950.50.026XA for retrofitting - produced in accordance with CE- and UKCA-Regulation (EU) 2017/745 on medical devices - fulfils the DIN 18040, ÖNORM B1600/1601 and SIA 500 requirements - weight capacity 100 kg Article no.: HEWI 950.50.13191 | https://catalog.hewi.com/en/p/9505013191 | https://catalog.hewi.com/storage/downloads/HEWI_950_50_13191_en.pdf
950.50.13199 | HEWI Mobile hinged support rail Duo | Mobile hinged support rail Duo System 800 K - for easy and flexible retrofitting on existing, preassembled mounting plate: 950.50.014XA, must be ordered separately - for mobile use - with two gripping levels arranged above each other - upper rail is merged with the top rail at an angle of 135° - upper rail (diameter 33 mm) for holding on to and providing support - bottom rail (diameter 25 mm) starts at a distance of 250 mm from the front edge of the upper rail and is used for holding on to and for turning in from the side - 850 mm projection, bracket 181 mm high and 130 mm wide - can be folded upwards and, folded downwards with braking mechanism - hinged support rail made of high-quality polyamide in the HEWI colour 99 (pure white) - upper rail made of high-quality polyamide according to HEWI colour chart - with continuous, anti-corrosion steel core and bracket made of steel with cover made of high-quality polyamide - stable three-point fixing - tool-free and quick installation by means of short, simple hanging - unlocking for flexible use by spring actuation - with toilet roll holder 950.50.01090, toilet roll holder with WC flushing mechanism 950.50.07090 (right), 950.50.07190 (left) and floor supports 950.50.020XA, 950.50.025XA and 950.50.026XA for retrofitting - produced in accordance with CE- and UKCA-Regulation (EU) 2017/745 on medical devices - fulfils the DIN 18040, ÖNORM B1600/1601 and SIA 500 requirements - weight capacity 100 kg Article no.: HEWI 950.50.13199 | https://catalog.hewi.com/en/p/9505013199 | https://catalog.hewi.com/storage/downloads/HEWI_950_50_13199_en.pdf
950.50.14050 | HEWI Hinged support rail Duo WARM TOUCH | Hinged support rail Duo System WARM TOUCH - with two gripping levels arranged above each other - upper rail is merged with the top rail at an angle of 135° - upper rail (diameter 33 mm) for holding on to and providing support - bottom rail (diameter 25 mm) starts at a distance of 250 mm from the front edge of the upper rail and is used for holding on to and for turning in from the side - 900 mm projection, wall mounting plate 181 mm high and 130 mm wide - can be folded upwards and, folded downwards with braking mechanism - made of high-quality chrome-look coated polyamide that is warm to touch - with continuous anti-corrosion steel core and integrated wall mounting plate made of steel with cover made of chrome-look coated polyamide - stable three-point fixing - for wall mounting with concealed, non-corrosive and tested fixing materials for different wall systems (must be ordered separately) - sealing tape for sealing the fixing points is included in the scope of supply - with toilet roll holder 950.50.01050, toilet roll holder with WC flushing mechanism 950.50.07090 (right), 950.50.07190 (left), and floor supports 950.50.020XA, 950.50.025XA and 950.50.026XA for retrofitting - produced in accordance with CE- and UKCA-Regulation (EU) 2017/745 on medical devices - fulfils the ÖNORM B1600/1601 requirements - weight capacity 100 kg Article no.: HEWI 950.50.14050 | https://catalog.hewi.com/en/p/9505014050 | https://catalog.hewi.com/storage/downloads/HEWI_950_50_14050_en.pdf
950.50.14090 | HEWI Hinged support rail Duo | Hinged support rail Duo System 800 K - with two gripping levels arranged above each other - upper rail is merged with the top rail at an angle of 135° - upper rail (diameter 33 mm) for holding on to and providing support - bottom rail (diameter 25 mm) starts at a distance of 250 mm from the front edge of the upper rail and is used for holding on to and for turning in from the side - 900 mm projection, wall mounting plate 181 mm high and 130 mm wide - can be folded upwards and, folded downwards with braking mechanism - made of high-quality polyamide in HEWI colours 98 (signal white) or 99 (pure white) - with continuous, corrosion resistant steel core and integrated wall mounting plate made of steel with high-quality polyamide cover - stable three-point fixing - for wall mounting with concealed, non-corrosive and tested fixing materials for different wall systems (must be ordered separately) - sealing tape for sealing the fixing points is included in the scope of supply - with toilet roll holder 950.50.01090, toilet roll holder with WC flushing mechanism 950.50.07090 (right), 950.50.07190 (left) and floor supports 950.50.020XA, 950.50.025XA and 950.50.026XA for retrofitting - produced in accordance with CE- and UKCA-Regulation (EU) 2017/745 on medical devices - fulfils the ÖNORM B1600/1601 requirements - weight capacity 100 kg Article no.: HEWI 950.50.14090 | https://catalog.hewi.com/en/p/9505014090 | https://catalog.hewi.com/storage/downloads/HEWI_950_50_14090_en.pdf
950.50.14091 | HEWI Hinged support rail Duo | Hinged support rail Duo System 800 K - with two gripping levels arranged above each other - upper rail is merged with the top rail at an angle of 135° - upper rail (diameter 33 mm) for holding on to and providing support - bottom rail (diameter 25 mm) starts at a distance of 250 mm from the front edge of the upper rail and is used for holding on to and for turning in from the side - 900 mm projection, wall mounting plate 181 mm high and 130 mm wide - can be folded upwards and, folded downwards with braking mechanism - hinged support rail made of high-quality polyamide in the HEWI colour 98 (signal white) - upper rail made of high-quality polyamide according to HEWI colour chart - with continuous, corrosion resistant steel core and integrated wall mounting plate made of steel with high-quality polyamide cover - stable three-point fixing - for wall mounting with concealed, non-corrosive and tested fixing materials for different wall systems (must be ordered separately) - sealing tape for sealing the fixing points is included in the scope of supply - with toilet roll holder 950.50.01090, toilet roll holder with WC flushing mechanism 950.50.07090 (right), 950.50.07190 (left) and floor supports 950.50.020XA, 950.50.025XA and 950.50.026XA for retrofitting - produced in accordance with CE- and UKCA-Regulation (EU) 2017/745 on medical devices - fulfils the ÖNORM B1600/1601 requirements - weight capacity 100 kg Article no.: HEWI 950.50.14091 | https://catalog.hewi.com/en/p/9505014091 | https://catalog.hewi.com/storage/downloads/HEWI_950_50_14091_en.pdf
950.50.14099 | HEWI Hinged support rail Duo | Hinged support rail Duo System 800 K - with two gripping levels arranged above each other - upper rail is merged with the top rail at an angle of 135° - upper rail (diameter 33 mm) for holding on to and providing support - bottom rail (diameter 25 mm) starts at a distance of 250 mm from the front edge of the upper rail and is used for holding on to and for turning in from the side - 900 mm projection, wall mounting plate 181 mm high and 130 mm wide - can be folded upwards and, folded downwards with braking mechanism - hinged support rail made of high-quality polyamide in the HEWI colour 99 (pure white) - upper rail made of high-quality polyamide according to HEWI colour chart - with continuous, corrosion resistant steel core and integrated wall mounting plate made of steel with high-quality polyamide cover - stable three-point fixing - for wall mounting with concealed, non-corrosive and tested fixing materials for different wall systems (must be ordered separately) - sealing tape for sealing the fixing points is included in the scope of supply - with toilet roll holder 950.50.01090, toilet roll holder with WC flushing mechanism 950.50.07090 (right), 950.50.07190 (left) and floor supports 950.50.020XA, 950.50.025XA and 950.50.026XA for retrofitting - produced in accordance with CE- and UKCA-Regulation (EU) 2017/745 on medical devices - fulfils the ÖNORM B1600/1601 requirements - weight capacity 100 kg Article no.: HEWI 950.50.14099 | https://catalog.hewi.com/en/p/9505014099 | https://catalog.hewi.com/storage/downloads/HEWI_950_50_14099_en.pdf
950.50.31090 | HEWI Stationary support rail Mono | Mono stationary support rail System 800 K - with a horizontal, round gripping level with diameter 33 mm - for holding on to and providing support - 600 mm projection, wall mounting plate 181 mm high and 130 mm wide - made of high-quality polyamide in HEWI colours 98 (signal white) or 99 (pure white) - with continuous, corrosion resistant steel core and integrated wall mounting plate made of steel with high-quality polyamide cover - stable three-point fixing - for wall mounting with concealed, non-corrosive and tested fixing materials for different wall systems - sealing tape for sealing the fixing points is included in the scope of supply - with toilet roll holder 950.50.01090, toilet roll holder with WC flushing mechanism 950.50.07090 (right) and 950.50.07190 (left) for retrofitting - produced in accordance with CE- and UKCA-Regulation (EU) 2017/745 on medical devices Article no.: HEWI 950.50.31090 | https://catalog.hewi.com/en/p/9505031090 | https://catalog.hewi.com/storage/downloads/HEWI_950_50_31090_en.pdf
950.50.31091 | HEWI Stationary support rail Mono | Mono stationary support rail System 800 K - with a horizontal, round gripping level with diameter 33 mm - for holding on to and providing support - 600 mm projection, wall mounting plate 181 mm high and 130 mm wide - rail made of high-quality polyamide according to HEWI colour chart - wall plate cover made of high-quality polyamide in the HEWI colour 98 (signal white) - with continuous, corrosion resistant steel core and integrated wall mounting plate made of steel with high-quality polyamide cover - stable three-point fixing - for wall mounting with concealed, non-corrosive and tested fixing materials for different wall systems - sealing tape for sealing the fixing points is included in the scope of supply - with toilet roll holder 950.50.01090, toilet roll holder with WC flushing mechanism 950.50.07090 (right) and 950.50.07190 (left) for retrofitting - produced in accordance with CE- and UKCA-Regulation (EU) 2017/745 on medical devices Article no.: HEWI 950.50.31091 | https://catalog.hewi.com/en/p/9505031091 | https://catalog.hewi.com/storage/downloads/HEWI_950_50_31091_en.pdf
950.50.31099 | HEWI Stationary support rail Mono | Mono stationary support rail System 800 K - with a horizontal, round gripping level with diameter 33 mm - for holding on to and providing support - 600 mm projection, wall mounting plate 181 mm high and 130 mm wide - rail made of high-quality polyamide according to HEWI colour chart - wall plate cover made of high-quality polyamide in the HEWI colour 99 (pure white) - with continuous, corrosion resistant steel core and integrated wall mounting plate made of steel with high-quality polyamide cover - stable three-point fixing - for wall mounting with concealed, non-corrosive and tested fixing materials for different wall systems - sealing tape for sealing the fixing points is included in the scope of supply - with toilet roll holder 950.50.01090, toilet roll holder with WC flushing mechanism 950.50.07090 (right) and 950.50.07190 (left) for retrofitting - produced in accordance with CE- and UKCA-Regulation (EU) 2017/745 on medical devices Article no.: HEWI 950.50.31099 | https://catalog.hewi.com/en/p/9505031099 | https://catalog.hewi.com/storage/downloads/HEWI_950_50_31099_en.pdf
950.50.32090 | HEWI Stationary support rail Duo | Stationary support rail Duo System 800 K - with two gripping levels arranged above each other - upper rail is merged with the top rail at an angle of 135° - upper rail (diameter 33 mm) for holding on to and providing support - bottom rail (diameter 25 mm) starts at a distance of 250 mm from the front edge of the upper rail and is used for holding on to and for turning in from the side - 700 mm projection, wall mounting plate 181 mm high and 130 mm wide - made of high-quality polyamide in HEWI colours 98 (signal white) or 99 (pure white) - with continuous, corrosion resistant steel core and integrated wall mounting plate made of steel with high-quality polyamide cover - stable three-point fixing - for wall mounting with concealed, non-corrosive and tested fixing materials for different wall systems - sealing tape for sealing the fixing points is included in the scope of supply - with toilet roll holder 950.50.01090, toilet roll holder with WC flushing mechanism 950.50.07090 (right), 950.50.07190 (left) and floor supports 950.50.020XA, 950.50.025XA and 950.50.026XA for retrofitting - produced in accordance with CE- and UKCA-Regulation (EU) 2017/745 on medical devices Article no.: HEWI 950.50.32090 | https://catalog.hewi.com/en/p/9505032090 | https://catalog.hewi.com/storage/downloads/HEWI_950_50_32090_en.pdf
950.50.32091 | HEWI Stationary support rail Duo | Stationary support rail Duo System 800 K - with two gripping levels arranged above each other - upper rail is merged with the top rail at an angle of 135° - upper rail (diameter 33 mm) for holding on to and providing support - bottom rail (diameter 25 mm) starts at a distance of 250 mm from the front edge of the upper rail and is used for holding on to and for turning in from the side - 700 mm projection, wall mounting plate 181 mm high and 130 mm wide - hinged support rail made of high-quality polyamide in the HEWI colour 98 (signal white) - upper rail according to HEWI colour chart - with continuous, corrosion resistant steel core and integrated wall mounting plate made of steel with high-quality polyamide cover - stable three-point fixing - for wall mounting with concealed, non-corrosive and tested fixing materials for different wall systems (must be ordered separately) - sealing tape for sealing the fixing points is included in the scope of supply - with toilet roll holder 950.50.01090, toilet roll holder with WC flushing mechanism 950.50.07090, 950.50.07190 and floor supports 950.50.020XA, 950.50.025XA and 950.50.026XA for retrofitting - produced in accordance with CE- and UKCA-Regulation (EU) 2017/745 on medical devices - weight capacity 100 kg Article no.: HEWI 950.50.32091 | https://catalog.hewi.com/en/p/9505032091 | https://catalog.hewi.com/storage/downloads/HEWI_950_50_32091_en.pdf
950.50.32099 | HEWI Stationary support rail Duo | Stationary support rail Duo System 800 K - with two gripping levels arranged above each other - upper rail is merged with the top rail at an angle of 135° - upper rail (diameter 33 mm) for holding on to and providing support - bottom rail (diameter 25 mm) starts at a distance of 250 mm from the front edge of the upper rail and is used for holding on to and for turning in from the side - 700 mm projection, wall mounting plate 181 mm high and 130 mm wide - hinged support rail made of high-quality polyamide in the HEWI colour 99 (pure white) - upper rail according to HEWI colour chart - with continuous, corrosion resistant steel core and integrated wall mounting plate made of steel with high-quality polyamide cover - stable three-point fixing - for wall mounting with concealed, non-corrosive and tested fixing materials for different wall systems (must be ordered separately) - sealing tape for sealing the fixing points is included in the scope of supply - with toilet roll holder 950.50.01090, toilet roll holder with WC flushing mechanism 950.50.07090 (right), 950.50.07190 (left) and floor supports 950.50.020XA, 950.50.025XA and 950.50.026XA for retrofitting - produced in accordance with CE- and UKCA-Regulation (EU) 2017/745 on medical devices - weight capacity 100 kg Article no.: HEWI 950.50.32099 | https://catalog.hewi.com/en/p/9505032099 | https://catalog.hewi.com/storage/downloads/HEWI_950_50_32099_en.pdf
950.50.33090 | HEWI Stationary support rail Duo | Stationary support rail Duo System 800 K - with two gripping levels arranged above each other - upper rail is merged with the top rail at an angle of 135° - upper rail (diameter 33 mm) for holding on to and providing support - bottom rail (diameter 25 mm) starts at a distance of 250 mm from the front edge of the upper rail and is used for holding on to and for turning in from the side - 850 mm projection, wall mounting plate 181 mm high and 130 mm wide - made of high-quality polyamide in HEWI colours 98 (signal white) or 99 (pure white) - with continuous, corrosion resistant steel core and integrated wall mounting plate made of steel with high-quality polyamide cover - stable three-point fixing - for wall mounting with concealed, non-corrosive and tested fixing materials for different wall systems - sealing tape for sealing the fixing points is included in the scope of supply - with toilet roll holder 950.50.01090, toilet roll holder with WC flushing mechanism 950.50.07090 (right), 950.50.07190 (left) and floor supports 950.50.020XA, 950.50.025XA and 950.50.026XA for retrofitting - produced in accordance with CE- and UKCA-Regulation (EU) 2017/745 on medical devices Article no.: HEWI 950.50.33090 | https://catalog.hewi.com/en/p/9505033090 | https://catalog.hewi.com/storage/downloads/HEWI_950_50_33090_en.pdf
950.50.33091 | HEWI Stationary support rail Duo | Stationary support rail Duo System 800 K - with two gripping levels arranged above each other - upper rail is merged with the top rail at an angle of 135° - upper rail (diameter 33 mm) for holding on to and providing support - bottom rail (diameter 25 mm) starts at a distance of 250 mm from the front edge of the upper rail and is used for holding on to and for turning in from the side - 850 mm projection, wall mounting plate 181 mm high and 130 mm wide - hinged support rail made of high-quality polyamide in the HEWI colour 98 (signal white) - upper rail made of high-quality polyamide according to HEWI colour chart - with continuous, corrosion resistant steel core and integrated wall mounting plate made of steel with high-quality polyamide cover - stable three-point fixing - for wall mounting with concealed, non-corrosive and tested fixing materials for different wall systems (must be ordered separately) - sealing tape for sealing the fixing points is included in the scope of supply - with toilet roll holder 950.50.01090, toilet roll holder with WC flushing mechanism 950.50.07090 (right), 950.50.07190 (left) and floor supports 950.50.020XA, 950.50.025XA and 950.50.026XA for retrofitting - produced in accordance with CE- and UKCA-Regulation (EU) 2017/745 on medical devices - weight capacity 100 kg Article no.: HEWI 950.50.33091 | https://catalog.hewi.com/en/p/9505033091 | https://catalog.hewi.com/storage/downloads/HEWI_950_50_33091_en.pdf
950.50.33099 | HEWI Stationary support rail Duo | Stationary support rail Duo System 800 K - with two gripping levels arranged above each other - upper rail is merged with the top rail at an angle of 135° - upper rail (diameter 33 mm) for holding on to and providing support - bottom rail (diameter 25 mm) starts at a distance of 250 mm from the front edge of the upper rail and is used for holding on to and for turning in from the side - 850 mm projection, wall mounting plate 181 mm high and 130 mm wide - hinged support rail made of high-quality polyamide in the HEWI colour 99 (pure white) - upper rail made of high-quality polyamide according to HEWI colour chart - with continuous, corrosion resistant steel core and integrated wall mounting plate made of steel with high-quality polyamide cover - stable three-point fixing - for wall mounting with concealed, non-corrosive and tested fixing materials for different wall systems (must be ordered separately) - sealing tape for sealing the fixing points is included in the scope of supply - with toilet roll holder 950.50.01090, toilet roll holder with WC flushing mechanism 950.50.07090 (right), 950.50.07190 (left) and floor supports 950.50.020XA, 950.50.025XA and 950.50.026XA for retrofitting - produced in accordance with CE- and UKCA-Regulation (EU) 2017/745 on medical devices - weight capacity 100 kg Article no.: HEWI 950.50.33099 | https://catalog.hewi.com/en/p/9505033099 | https://catalog.hewi.com/storage/downloads/HEWI_950_50_33099_en.pdf
950.50.61040 | HEWI Hinged support rail Mono | Mono hinged support rail - with a horizontal, two-dimensional gripping level - for holding on to and providing support - rail made of rectangular profile, 40 mm wide and 30 mm, provides a wide support surface and large radii for pleasant gripping - 600 mm projection, wall mounting plate 181 mm high and 130 mm wide - can be folded upwards and, folded downwards with braking mechanism - made of metal, high-quality chrome-plated - wall-mounting plate cover made of high-quality chrome-plated synthetic material - stable three-point fixing - for wall mounting with concealed, non-corrosive and tested fixing materials for different wall systems (must be ordered separately) - sealing tape for sealing the fixing points is included in the scope of supply - with toilet roll holder 950.50.01150, toilet roll holder with WC flushing mechanism 950.50.07290 (right), 950.50.07390 (left) and arm pad 950.50.03192 for retrofitting - produced in accordance with CE- and UKCA-Regulation (EU) 2017/745 on medical devices - fulfils the DIN 18040 requirements - weight capacity 100 kg Article no.: HEWI 950.50.61040 | https://catalog.hewi.com/en/p/9505061040 | https://catalog.hewi.com/storage/downloads/HEWI_950_50_61040_en.pdf
950.50.610XA | HEWI Hinged support rail Mono | Mono hinged support rail - with a horizontal, two-dimensional gripping level - for holding on to and providing support - rail made of rectangular profile, 40 mm wide and 30 mm, provides a wide support surface and large radii for pleasant gripping - 600 mm projection, wall mounting plate 181 mm high and 130 mm wide - can be folded upwards and, folded downwards with braking mechanism - made of high-quality stainless steel, satin surface finish - wall-mounting plate cover made of high-quality polyamide in stainless steel look - stable three-point fixing - for wall mounting with concealed, non-corrosive and tested fixing materials for different wall systems (must be ordered separately) - sealing tape for sealing the fixing points is included in the scope of supply - with toilet roll holder 950.50.01150, toilet roll holder with WC flushing mechanism 950.50.07290 (right), 950.50.07390 (left) and arm pad 950.50.03192 for retrofitting - produced in accordance with CE- and UKCA-Regulation (EU) 2017/745 on medical devices - fulfils the DIN 18040 requirements - weight capacity 100 kg Article no.: HEWI 950.50.610XA | https://catalog.hewi.com/en/p/95050610XA | https://catalog.hewi.com/storage/downloads/HEWI_950_50_610XA_en.pdf
950.50.61140 | HEWI Mobile hinged support rail Mono | Mono mobile hinged support rail - for easy and flexible retrofitting on existing, preassembled mounting plate: 950.50.01440, must be ordered separately - for mobile use - with a horizontal, two-dimensional gripping level - for holding on to and providing support - rail made of rectangular profile, 40 mm wide and 30 mm, provides a wide support surface and large radii for pleasant gripping - 600 mm projection, bracket 181 mm high and 130 mm wide - can be folded upwards and, folded downwards with braking mechanism - made of metal, high-quality chrome-plated - wall plate cover made of chrome-look coated polyamide - tool-free and quick installation by means of short, simple hanging - secured against unintentional removal - unlocking for flexible use by spring actuation - with toilet roll holder 950.50.01150, toilet roll holder with WC flushing mechanism 950.50.07290 (right), 950.50.07390 (left) and arm pad 950.50.03192 for retrofitting - produced in accordance with CE- and UKCA-Regulation (EU) 2017/745 on medical devices - fulfils the DIN 18040 requirements - weight capacity 100 kg Article no.: HEWI 950.50.61140 | https://catalog.hewi.com/en/p/9505061140 | https://catalog.hewi.com/storage/downloads/HEWI_950_50_61140_en.pdf
950.50.611XA | HEWI Mobile hinged support rail Mono | Mono mobile hinged support rail - for easy and flexible retrofitting on existing, preassembled mounting plate: 950.50.014XA, must be ordered separately - for mobile use - with a horizontal, two-dimensional gripping level - for holding on to and providing support - rail made of rectangular profile, 40 mm wide and 30 mm, provides a wide support surface and large radii for pleasant gripping - 600 mm projection, wall mounting plate 181 mm high and 130 mm wide - can be folded upwards and, folded downwards with braking mechanism - made of high-quality stainless steel, satin surface finish - wall-mounting plate cover made of high-quality polyamide in stainless steel look - tool-free and quick installation by means of short, simple hanging - secured against unintentional removal - unlocking for flexible use by spring actuation - with toilet roll holder 950.50.01150, toilet roll holder with WC flushing mechanism 950.50.07290 (right), 950.50.07390 (left) and arm pad 950.50.03192 for retrofitting - produced in accordance with CE- and UKCA-Regulation (EU) 2017/745 on medical devices - fulfils the DIN 18040 requirements - weight capacity 100 kg Article no.: HEWI 950.50.611XA | https://catalog.hewi.com/en/p/95050611XA | https://catalog.hewi.com/storage/downloads/HEWI_950_50_611XA_en.pdf
950.50.62040 | HEWI Hinged support rail Duo | Hinged support rail Duo - with two gripping levels arranged above each other - upper rail is merged with the top rail at an angle of 135° - upper rail made of rectangular profile, 40 mm wide and 30 mm, provides a wide support surface and large radii for pleasant gripping, used to hold on tight and for support - bottom rail (diameter 25 mm) starts at a distance of 250 mm from the front edge of the upper rail and is used for holding on to and for turning in from the side - 700 mm projection, wall mounting plate 181 mm high and 130 mm wide - can be folded upwards and, folded downwards with braking mechanism - made of metal, high-quality chrome-plated - wall-mounting plate cover made of high-quality chrome-plated synthetic material - stable three-point fixing - for wall mounting with concealed, non-corrosive and tested fixing materials for different wall systems (must be ordered separately) - sealing tape for sealing the fixing points is included in the scope of supply - with toilet roll holder 950.50.01150, toilet roll holder with WC flushing mechanism 950.50.07290 (right), 950.50.07390 (left), floor supports 950.50.020XA, 950.50.025XA, 950.50.026XA and arm pad 950.50.03192 for retrofitting - produced in accordance with CE- and UKCA-Regulation (EU) 2017/745 on medical devices - fulfils the ÖNORM B1600/1601 and SIA 500 requirements - weight capacity 100 kg Article no.: HEWI 950.50.62040 | https://catalog.hewi.com/en/p/9505062040 | https://catalog.hewi.com/storage/downloads/HEWI_950_50_62040_en.pdf
950.50.620XA | HEWI Hinged support rail Duo | Hinged support rail Duo - with two gripping levels arranged above each other - upper rail is merged with the top rail at an angle of 135° - upper rail made of rectangular profile, 40 mm wide and 30 mm, provides a wide support surface and large radii for pleasant gripping, used to hold on tight and for support - bottom rail (diameter 25 mm) starts at a distance of 250 mm from the front edge of the upper rail and is used for holding on to and for turning in from the side - 700 mm projection, wall mounting plate 181 mm high and 130 mm wide - can be folded upwards and, folded downwards with braking mechanism - made of high-quality stainless steel, satin surface finish - wall-mounting plate cover made of high-quality polyamide in stainless steel look - stable three-point fixing - for wall mounting with concealed, non-corrosive and tested fixing materials for different wall systems (must be ordered separately) - sealing tape for sealing the fixing points is included in the scope of supply - with toilet roll holder 950.50.01150, toilet roll holder with WC flushing mechanism 950.50.07290 (right), 950.50.07390 (left), floor supports 950.50.020XA, 950.50.025XA, 950.50.026XA and arm pad 950.50.03192 for retrofitting - produced in accordance with CE- and UKCA-Regulation (EU) 2017/745 on medical devices - fulfils the ÖNORM B1600/1601 and SIA 500 requirements - weight capacity 100 kg Article no.: HEWI 950.50.620XA | https://catalog.hewi.com/en/p/95050620XA | https://catalog.hewi.com/storage/downloads/HEWI_950_50_620XA_en.pdf
950.50.62140 | HEWI Mobile hinged support rail Duo | Mobile hinged support rail Duo - for easy and flexible retrofitting on existing, preassembled mounting plate: 950.50.01440, must be ordered separately - for mobile use - with two gripping levels arranged above each other - upper rail is merged with the top rail at an angle of 135° - upper rail made of rectangular profile, 40 mm wide and 30 mm, provides a wide support surface and large radii for pleasant gripping, used to hold on tight and for support - bottom rail (diameter 25 mm) starts at a distance of 250 mm from the front edge of the upper rail and is used for holding on to and for turning in from the side - 700 mm projection, bracket 181 mm high and 130 mm wide - can be folded upwards and, folded downwards with braking mechanism - made of metal, high-quality chrome-plated - wall plate cover made of chrome-look coated polyamide - tool-free and quick installation by means of short, simple hanging - secured against unintentional removal - unlocking for flexible use by spring actuation - with toilet roll holder 950.50.01150, toilet roll holder with WC flushing mechanism 950.50.07290 (right), 950.50.07390 (left), floor supports 950.50.020XA, 950.50.025XA, 950.50.026XA and arm pad 950.50.03192 for retrofitting - produced in accordance with CE- and UKCA-Regulation (EU) 2017/745 on medical devices - fulfils the ÖNORM B1600/1601 and SIA 500 requirements - weight capacity 100 kg Article no.: HEWI 950.50.62140 | https://catalog.hewi.com/en/p/9505062140 | https://catalog.hewi.com/storage/downloads/HEWI_950_50_62140_en.pdf
950.50.621XA | HEWI Mobile hinged support rail Duo | Mobile hinged support rail Duo - for easy and flexible retrofitting on existing, preassembled mounting plate: 950.50.014XA, must be ordered separately - for mobile use - with two gripping levels arranged above each other - upper rail is merged with the top rail at an angle of 135° - upper rail made of rectangular profile, 40 mm wide and 30 mm, provides a wide support surface and large radii for pleasant gripping, used to hold on tight and for support - bottom rail (diameter 25 mm) starts at a distance of 250 mm from the front edge of the upper rail and is used for holding on to and for turning in from the side - 700 mm projection, bracket 181 mm high and 130 mm wide - can be folded upwards and, folded downwards with braking mechanism - made of high-quality stainless steel, satin surface finish - wall-mounting plate cover made of high-quality polyamide in stainless steel look - tool-free and quick installation by means of short, simple hanging - secured against unintentional removal - unlocking for flexible use by spring actuation - with toilet roll holder 950.50.01150, toilet roll holder with WC flushing mechanism 950.50.07290 (right), 950.50.07390 (left), floor supports 950.50.020XA, 950.50.025XA, 950.50.026XA and arm pad 950.50.03192 for retrofitting - produced in accordance with CE- and UKCA-Regulation (EU) 2017/745 on medical devices - fulfils the ÖNORM B1600/1601 and SIA 500 requirements - weight capacity 100 kg Article no.: HEWI 950.50.621XA | https://catalog.hewi.com/en/p/95050621XA | https://catalog.hewi.com/storage/downloads/HEWI_950_50_621XA_en.pdf
950.50.63040 | HEWI Hinged support rail Duo | Hinged support rail Duo - with two gripping levels arranged above each other - upper rail is merged with the top rail at an angle of 135° - upper rail made of rectangular profile, 40 mm wide and 30 mm, provides a wide support surface and large radii for pleasant gripping, used to hold on tight and for support - bottom rail (diameter 25 mm) starts at a distance of 250 mm from the front edge of the upper rail and is used for holding on to and for turning in from the side - 850 mm projection, wall mounting plate 181 mm high and 130 mm wide - can be folded upwards and, folded downwards with braking mechanism - made of metal, high-quality chrome-plated - wall-mounting plate cover made of high-quality chrome-plated synthetic material - stable three-point fixing - for wall mounting with concealed, non-corrosive and tested fixing materials for different wall systems (must be ordered separately) - sealing tape for sealing the fixing points is included in the scope of supply - with toilet roll holder 950.50.01150, toilet roll holder with WC flushing mechanism 950.50.07290 (right), 950.50.07390 (left), floor supports 950.50.020XA, 950.50.025XA, 950.50.026XA and arm pad 950.50.03192 for retrofitting - produced in accordance with CE- and UKCA-Regulation (EU) 2017/745 on medical devices - fulfils the DIN 18040, ÖNORM B1600/1601 and SIA 500 requirements - weight capacity 100 kg Article no.: HEWI 950.50.63040 | https://catalog.hewi.com/en/p/9505063040 | https://catalog.hewi.com/storage/downloads/HEWI_950_50_63040_en.pdf
950.50.630XA | HEWI Hinged support rail Duo | Hinged support rail Duo - with two gripping levels arranged above each other - upper rail is merged with the top rail at an angle of 135° - upper rail made of rectangular profile, 40 mm wide and 30 mm, provides a wide support surface and large radii for pleasant gripping, used to hold on tight and for support - bottom rail (diameter 25 mm) starts at a distance of 250 mm from the front edge of the upper rail and is used for holding on to and for turning in from the side - 850 mm projection, wall mounting plate 181 mm high and 130 mm wide - can be folded upwards and, folded downwards with braking mechanism - made of high-quality stainless steel, satin surface finish - wall-mounting plate cover made of high-quality polyamide in stainless steel look - stable three-point fixing - for wall mounting with concealed, non-corrosive and tested fixing materials for different wall systems (must be ordered separately) - sealing tape for sealing the fixing points is included in the scope of supply - with toilet roll holder 950.50.01150, toilet roll holder with WC flushing mechanism 950.50.07290 (right), 950.50.07390 (left), floor supports 950.50.020XA, 950.50.025XA, 950.50.026XA and arm pad 950.50.03192 for retrofitting - produced in accordance with CE- and UKCA-Regulation (EU) 2017/745 on medical devices - fulfils the DIN 18040, ÖNORM B1600/1601 and SIA 500 requirements - weight capacity 100 kg Article no.: HEWI 950.50.630XA | https://catalog.hewi.com/en/p/95050630XA | https://catalog.hewi.com/storage/downloads/HEWI_950_50_630XA_en.pdf
950.50.63140 | HEWI Mobile hinged support rail Duo | Mobile hinged support rail Duo - for easy and flexible retrofitting on existing, preassembled mounting plate: 950.50.01440, must be ordered separately - for mobile use - with two gripping levels arranged above each other - upper rail is merged with the top rail at an angle of 135° - upper rail made of rectangular profile, 40 mm wide and 30 mm, provides a wide support surface and large radii for pleasant gripping, used to hold on tight and for support - bottom rail (diameter 25 mm) starts at a distance of 250 mm from the front edge of the upper rail and is used for holding on to and for turning in from the side - 850 mm projection, bracket 181 mm high and 130 mm wide - can be folded upwards and, folded downwards with braking mechanism - made of metal, high-quality chrome-plated - wall plate cover made of chrome-look coated polyamide - tool-free and quick installation by means of short, simple hanging - secured against unintentional removal - unlocking for flexible use by spring actuation - with toilet roll holder 950.50.01150, toilet roll holder with WC flushing mechanism 950.50.07290 (right), 950.50.07390 (left), floor supports 950.50.020XA, 950.50.025XA, 950.50.026XA and arm pad 950.50.03192 for retrofitting - produced in accordance with CE- and UKCA-Regulation (EU) 2017/745 on medical devices - fulfils the DIN 18040, ÖNORM B1600/1601 and SIA 500 requirements - weight capacity 100 kg Article no.: HEWI 950.50.63140 | https://catalog.hewi.com/en/p/9505063140 | https://catalog.hewi.com/storage/downloads/HEWI_950_50_63140_en.pdf
950.50.631XA | HEWI Mobile hinged support rail Duo | Mobile hinged support rail Duo - for easy and flexible retrofitting on existing, preassembled mounting plate: 950.50.014XA, must be ordered separately - for mobile use - with two gripping levels arranged above each other - upper rail is merged with the top rail at an angle of 135° - upper rail made of rectangular profile, 40 mm wide and 30 mm, provides a wide support surface and large radii for pleasant gripping, used to hold on tight and for support - bottom rail (diameter 25 mm) starts at a distance of 250 mm from the front edge of the upper rail and is used for holding on to and for turning in from the side - 850 mm projection, bracket 181 mm high and 130 mm wide - can be folded upwards and, folded downwards with braking mechanism - made of high-quality stainless steel, satin surface finish - wall-mounting plate cover made of high-quality polyamide in stainless steel look - tool-free and quick installation by means of short, simple hanging - secured against unintentional removal - unlocking for flexible use by spring actuation - with toilet roll holder 950.50.01150, toilet roll holder with WC flushing mechanism 950.50.07290 (right), 950.50.07390 (left), floor supports 950.50.020XA, 950.50.025XA, 950.50.026XA and arm pad 950.50.03192 for retrofitting - produced in accordance with CE- and UKCA-Regulation (EU) 2017/745 on medical devices - fulfils the DIN 18040, ÖNORM B1600/1601 and SIA 500 requirements - weight capacity 100 kg Article no.: HEWI 950.50.631XA | https://catalog.hewi.com/en/p/95050631XA | https://catalog.hewi.com/storage/downloads/HEWI_950_50_631XA_en.pdf
950.50.64040 | HEWI Hinged support rail Duo | Hinged support rail Duo - with two gripping levels arranged above each other - upper rail is merged with the top rail at an angle of 135° - upper rail made of rectangular profile, 40 mm wide and 30 mm, provides a wide support surface and large radii for pleasant gripping, used to hold on tight and for support - bottom rail (diameter 25 mm) starts at a distance of 250 mm from the front edge of the upper rail and is used for holding on to and for turning in from the side - 900 mm projection, wall mounting plate 181 mm high and 130 mm wide - can be folded upwards and, folded downwards with braking mechanism - made of metal, high-quality chrome-plated - wall-mounting plate cover made of high-quality chrome-plated synthetic material - stable three-point fixing - for wall mounting with concealed, non-corrosive and tested fixing materials for different wall systems (must be ordered separately) - sealing tape for sealing the fixing points is included in the scope of supply - with toilet roll holder 950.50.01150, toilet roll holder with WC flushing mechanism 950.50.07290 (right), 950.50.07390 (left), floor supports 950.50.020XA, 950.50.025XA, 950.50.026XA and arm pad 950.50.03192 for retrofitting - produced in accordance with CE- and UKCA-Regulation (EU) 2017/745 on medical devices - fulfils the ÖNORM B1600/1601 requirements - weight capacity 100 kg Article no.: HEWI 950.50.64040 | https://catalog.hewi.com/en/p/9505064040 | https://catalog.hewi.com/storage/downloads/HEWI_950_50_64040_en.pdf
950.50.640XA | HEWI Hinged support rail Duo | Hinged support rail Duo - with two gripping levels arranged above each other - upper rail is merged with the top rail at an angle of 135° - upper rail made of rectangular profile, 40 mm wide and 30 mm, provides a wide support surface and large radii for pleasant gripping, used to hold on tight and for support - bottom rail (diameter 25 mm) starts at a distance of 250 mm from the front edge of the upper rail and is used for holding on to and for turning in from the side - 900 mm projection, wall mounting plate 181 mm high and 130 mm wide - can be folded upwards and, folded downwards with braking mechanism - made of high-quality stainless steel, satin surface finish - wall-mounting plate cover made of high-quality polyamide in stainless steel look - stable three-point fixing - for wall mounting with concealed, non-corrosive and tested fixing materials for different wall systems (must be ordered separately) - sealing tape for sealing the fixing points is included in the scope of supply - with toilet roll holder 950.50.01150, toilet roll holder with WC flushing mechanism 950.50.07290 (right), 950.50.07390 (left), floor supports 950.50.020XA, 950.50.025XA, 950.50.026XA and arm pad 950.50.03192 for retrofitting - produced in accordance with CE- and UKCA-Regulation (EU) 2017/745 on medical devices - fulfils the ÖNORM B1600/1601 requirements - weight capacity 100 kg Article no.: HEWI 950.50.640XA | https://catalog.hewi.com/en/p/95050640XA | https://catalog.hewi.com/storage/downloads/HEWI_950_50_640XA_en.pdf
950.50B021XA | HEWI Floor support | Floor support - vertical floor support for retrofitting on hinged support rails and stationary support rails 801.50... - installation height 760 mm (to fulfil the DIN 18040 height requirements) - easy installation - connection made of high-quality matt polyamide in HEWI colours 99 (pure white), 98 (signal white), 97 (light grey), 95 (stone grey) and 92 (anthracite grey) - support made of high-quality stainless steel with satin - vertical length 607 mm - height adjustment within +/- 20 mm range possible - produced in accordance with CE- and UKCA-Regulation (EU) 2017/745 on medical devices Article no.: HEWI 950.50B021XA | https://catalog.hewi.com/en/p/95050B021XA | https://catalog.hewi.com/storage/downloads/HEWI_950_50B021XA_en.pdf
950.50B023XA | HEWI Floor support | Floor support - vertical floor support for retrofitting on hinged support rails and stationary support rails 801.50... - mounting height 850 mm (for fulfilling the ÖNORM B 1600 requirements) - easy installation - Connection made of high-quality matt polyamide in HEWI colours 99 (pure white), 98 (signal white), 97 (light grey), 95 (stone grey) and 92 (anthracite grey) - support made of high-quality stainless steel with satin finish - vertical length 697 mm - height adjustment within +/- 20 mm range possible - produced in accordance with CE- and UKCA-Regulation (EU) 2017/745 on medical devices Article no.: HEWI 950.50B023XA | https://catalog.hewi.com/en/p/95050B023XA | https://catalog.hewi.com/storage/downloads/HEWI_950_50B023XA_en.pdf
950.50B027XA | HEWI Floor support | Floor support - vertical floor support for retrofitting on hinged support rails and stationary support rails 801.50B... - for mounting height 680 mm - easy installation - connection made of high-quality matt polyamide in HEWI colours 99 (pure white), 98 (signal white), 97 (light grey), 95 (stone grey) and 92 (anthracite grey) - support made of high-quality stainless steel with satin finish - vertical length 527 mm - height adjustment within +/- 20 mm range possible - produced in accordance with CE- and UKCA-Regulation (EU) 2017/745 on medical devices Article no.: HEWI 950.50B027XA | https://catalog.hewi.com/en/p/95050B027XA | https://catalog.hewi.com/storage/downloads/HEWI_950_50B027XA_en.pdf
950.51.013 | HEWI Protection and storage bag | Protection and storage bag for mobile seats - for storing the mobile hinged support seats - made of high-quality white, synthetic material sheeting - high-quality fleece lining on the inside to protect the surfaces of the seats - 580 mm high, 780 mm wide - with pull-cord for closing - tear-resistant Article no.: HEWI 950.51.013 | https://catalog.hewi.com/en/p/95051013 | https://catalog.hewi.com/storage/downloads/HEWI_950_51_013_en.pdf
950.51.01440 | HEWI Mounting plate | Mounting plate for mobile seats - rectangular mounting plate with knurled screw - used to hold and fixing the mobile seats 950.51.4... - 240 mm wide, 105 mm high, 16 mm deep - made of stainless steel, high-quality chrome plated - for mounting with non-corrosive and tested HEWI fixing materials for different wall systems (to be ordered separately) - sealing tape and sealing discs for sealing the fixing points according to DIN 18534 are included in the scope of delivery Article no.: HEWI 950.51.01440 | https://catalog.hewi.com/en/p/9505101440 | https://catalog.hewi.com/storage/downloads/HEWI_950_51_01440_en.pdf
950.51.014XA | HEWI Mounting plate | Mounting plate for mobile seats - rectangular mounting plate with knurled screw - used to hold and fixing the mobile seats 950.51.4... - 240 mm wide, 105 mm high, 16 mm deep - made of stainless steel, satin finish - for mounting with non-corrosive and tested HEWI fixing materials for different wall systems (to be ordered separately) - sealing tape and sealing discs for sealing the fixing points according to DIN 18534 are included in the scope of delivery Article no.: HEWI 950.51.014XA | https://catalog.hewi.com/en/p/95051014XA | https://catalog.hewi.com/storage/downloads/HEWI_950_51_014XA_en.pdf
950.51.01540 | HEWI Wall plate cover for mounting plate | Cover for mounting plate of the mobile seats - rectangular cover - for covering the installed mounting plate by simply hooking it in - 240 mm wide, 105 mm high, 13 mm deep - Frame of the wall plate cover made of high-quality polyamide in HEWI colour 98 (signal white) - face plate made of mirror polished stainless steel Article no.: HEWI 950.51.01540 | https://catalog.hewi.com/en/p/9505101540 | https://catalog.hewi.com/storage/downloads/HEWI_950_51_01540_en.pdf
950.51.01590 | HEWI Wall plate cover for mounting plate | Cover for mounting plate of the mobile seats - rectangular cover - for covering the installed mounting plate by simply hooking it in - 240 mm wide, 105 mm high, 15 mm deep - cover made of high-quality synthetic material in the HEWI colour 98 (signal white) or 99 (pure white) Article no.: HEWI 950.51.01590 | https://catalog.hewi.com/en/p/9505101590 | https://catalog.hewi.com/storage/downloads/HEWI_950_51_01590_en.pdf
950.51.015XA | HEWI Wall plate cover for mounting plate | Cover for mounting plate of the mobile seats - rectangular cover - for covering the installed mounting plate by simply hooking it in - 240 mm wide, 105 mm high, 13 mm deep - frame of the cover made of high-quality polyamide in HEWI colours 90 (jet black), 92 (anthracite grey), 98 (signal white) or 99 (pure white) - face plate made of stainless steel, satin finish Article no.: HEWI 950.51.015XA | https://catalog.hewi.com/en/p/95051015XA | https://catalog.hewi.com/storage/downloads/HEWI_950_51_015XA_en.pdf
950.51.01640 | HEWI Mounting plate with cover | Mounting plate with cover of the mobile seats - rectangular mounting plate with matching, rectangular cover - used to hold the mobile seats - 240 mm wide, 105 mm high and 18 mm deep - mounting plate made of stainless steel - for mounting with non-corrosive and tested HEWI fixing materials for different wall systems (to be ordered separately) - sealing tape and sealing discs for sealing the fixing points according to DIN 18534 are included in the scope of delivery - Frame of the wall plate cover made of high-quality polyamide in HEWI colour 98 (signal white) - face plate of the made of mirror polished stainless steel Article no.: HEWI 950.51.01640 | https://catalog.hewi.com/en/p/9505101640 | https://catalog.hewi.com/storage/downloads/HEWI_950_51_01640_en.pdf
950.51.01690 | HEWI Mounting plate with cover | Mounting plate with cover of the mobile seats - rectangular mounting plate with matching, rectangular cover - used to hold the mobile seats - 240 mm wide, 105 mm high and 20 mm deep - mounting plate made of stainless steel - for mounting with non-corrosive and tested HEWI fixing materials for different wall systems (to be ordered separately) - sealing tape and sealing discs for sealing the fixing points according to DIN 18534 are included in the scope of delivery - cover made of high-quality synthetic material in the HEWI colour 98 (signal white) or 99 (pure white) Article no.: HEWI 950.51.01690 | https://catalog.hewi.com/en/p/9505101690 | https://catalog.hewi.com/storage/downloads/HEWI_950_51_01690_en.pdf
950.51.016XA | HEWI Mounting plate with cover | Mounting plate with cover of the mobile seats - rectangular mounting plate with matching, rectangular cover - used to hold the mobile seats - 240 mm wide, 105 mm high and 18 mm deep - mounting plate made of stainless steel - for mounting with non-corrosive and tested HEWI fixing materials for different wall systems (to be ordered separately) - sealing tape and sealing discs for sealing the fixing points according to DIN 18534 are included in the scope of delivery - frame of the cover made of high-quality polyamide in HEWI colours 90 (jet black), 92 (anthracite grey), 98 (signal white) or 99 (pure white) - face plate of the cover made of stainless steel, satin finish Article no.: HEWI 950.51.016XA | https://catalog.hewi.com/en/p/95051016XA | https://catalog.hewi.com/storage/downloads/HEWI_950_51_016XA_en.pdf
950.51.02090 | HEWI Back rest | Backrest - backrest for HEWI hinged seats 350, 450 and R 380 (950.51.2 ...) - 350 mm wide, 390 mm high and 44 mm deep - made of glass fibre reinforced polyamide, in the colours 98 (signal white) and 92 (anthracite grey) - concealed fixing in undercut - incl. non-corrosive HEWI fixing materials Article no.: HEWI 950.51.02090 | https://catalog.hewi.com/en/p/9505102090 | https://catalog.hewi.com/storage/downloads/HEWI_950_51_02090_en.pdf
950.51.10090 | HEWI Removable hanging seat | Removable hanging seat - ergonomically shaped seat with backrest - used for safe sitting in the shower area - 450 mm wide, 575 mm deep and 467 mm high - hanging device made of metal, white powder-coated - seat and backrest made of white, glass fibre reinforced polyamide - ergonomically curved seat shape for a highly comfortable sitting - large radii at the outside edges of the seat - slip-resistant, textured seat surface - seat can be folded up to save space - no struts and fixings visible in folded up state - carry handle can be lowered when not in use and at the same time acts as a stabiliser - for hanging in HEWI shower grab rails and support rails diameter 33 mm - maximum weight capacity 150 kg - A detailed list of possible combinations of hand rails, L-shaped rails and shower handrails with matching hanging seats can be found in our online catalogue in the download area of the respective product. Article no.: HEWI 950.51.10090 | https://catalog.hewi.com/en/p/9505110090 | https://catalog.hewi.com/storage/downloads/HEWI_950_51_10090_en.pdf
950.51.10190 | HEWI Removable hanging seat | Removable hanging seat - ergonomically shaped seat with backrest - used for safe sitting in the shower area - 450 mm wide, 575 mm deep and 467 mm high - hanging device made of metal, anthracite grey powder-coated - seat and backrest made of glass fibre reinforced, anthracite grey polyamide - ergonomically curved seat shape for a highly comfortable sitting - large radii at the outside edges of the seat - slip-resistant, textured seat surface - seat can be folded up to save space - no struts and fixings visible in folded up state - carry handle can be lowered when not in use and at the same time acts as a stabiliser - for hanging in HEWI shower grab rails and support rails diameter 33 mm - maximum weight capacity 150 kg - A detailed list of possible combinations of hand rails, L-shaped rails and shower handrails with matching hanging seats can be found in our online catalogue in the download area of the respective product. Article no.: HEWI 950.51.10190 | https://catalog.hewi.com/en/p/9505110190 | https://catalog.hewi.com/storage/downloads/HEWI_950_51_10190_en.pdf
950.51.11090 | HEWI Removable hanging seat | Removable hanging seat - ergonomically shaped seat with backrest - used for safe sitting in the shower area - 350 mm wide, 485 mm deep and 467 mm high - hanging device made of metal, white powder-coated - seat and backrest made of white, glass fibre reinforced polyamide - seat can be folded up to save space - no struts and fixings visible in folded up state - carry handle can be lowered when not in use and at the same time acts as a stabiliser - for hanging in HEWI shower grab rails and support rails diameter 33 mm - maximum weight capacity 150 kg - A detailed list of possible combinations of hand rails, L-shaped rails and shower handrails with matching hanging seats can be found in our online catalogue in the download area of the respective product. Article no.: HEWI 950.51.11090 | https://catalog.hewi.com/en/p/9505111090 | https://catalog.hewi.com/storage/downloads/HEWI_950_51_11090_en.pdf
950.51.11190 | HEWI Removable hanging seat | Removable hanging seat - ergonomically shaped seat with backrest - used for safe sitting in the shower area - 350 mm wide, 485 mm deep and 467 mm high - hanging device made of metal, anthracite grey powder-coated - seat and backrest made of glass fibre reinforced, anthracite grey polyamide - seat can be folded up to save space - no struts and fixings visible in folded up state - carry handle can be lowered when not in use and at the same time acts as a stabiliser - for hanging in HEWI shower grab rails and support rails diameter 33 mm - maximum weight capacity 150 kg - A detailed list of possible combinations of hand rails, L-shaped rails and shower handrails with matching hanging seats can be found in our online catalogue in the download area of the respective product. Article no.: HEWI 950.51.11190 | https://catalog.hewi.com/en/p/9505111190 | https://catalog.hewi.com/storage/downloads/HEWI_950_51_11190_en.pdf
950.51.20090 | HEWI Hinged seat 350 | Hinged seat 350 - construction consisting of wall bracket and continuous seat - used for safe sitting in the shower area - 350 mm wide, 373 mm deep and 107 mm high - wall bracket made of metal, white powder coated - seat made of glass fibre reinforced, white polyamide - seat can be folded up - seat depth when folded up: 66 mm - no struts and fixings visible in folded up state - combinable with backrest 950.51.02090 - maximum weight capacity 150 kg - for wall mounting with wall-specific HEWI fixing material - sealing tape and sealing discs for sealing the fixing points according to DIN 18534 are included in the scope of delivery Article no.: HEWI 950.51.20090 | https://catalog.hewi.com/en/p/9505120090 | https://catalog.hewi.com/storage/downloads/HEWI_950_51_20090_en.pdf
950.51.200XA | HEWI Hinged seat 350 | Hinged seat 350 - construction consisting of wall bracket and continuous seat - used for safe sitting in the shower area - 350 mm wide, 373 mm deep and 107 mm high - Wall bracket made of high-quality satin stainless steel - seat made of glass fibre reinforced polyamide, in the colours white and anthracite grey - seat can be folded up - seat depth when folded up: 66 mm - no struts and fixings visible in folded up state - combinable with backrest 950.51.02090 - maximum weight capacity 150 kg - for wall mounting with wall-specific HEWI fixing material - sealing tape and sealing discs for sealing the fixing points according to DIN 18534 are included in the scope of delivery Article no.: HEWI 950.51.200XA | https://catalog.hewi.com/en/p/95051200XA | https://catalog.hewi.com/storage/downloads/HEWI_950_51_200XA_en.pdf
950.51.20190 | HEWI Hinged seat 350 | Hinged seat 350 - construction consisting of wall bracket and continuous seat - used for safe sitting in the shower area - 350 mm wide, 373 mm deep and 107 mm high - wall bracket made of metal, anthracite grey powder-coated - seat made of glass fibre reinforced, anthracite grey polyamide - seat can be folded up - seat depth when folded up: 66 mm - no struts and fixings visible in folded up state - combinable with backrest 950.51.02090 - maximum weight capacity 150 kg - for wall mounting with wall-specific HEWI fixing material - sealing tape and sealing discs for sealing the fixing points according to DIN 18534 are included in the scope of delivery Article no.: HEWI 950.51.20190 | https://catalog.hewi.com/en/p/9505120190 | https://catalog.hewi.com/storage/downloads/HEWI_950_51_20190_en.pdf
950.51.20590 | HEWI Hinged seat 350 | Hinged seat 350 - construction consisting of wall bracket and continuous seat - used for safe sitting in the shower area - 350 mm wide, 373 mm deep and 107 mm high - Wall bracket made of high-quality stainless steel, chrome-plated - seat made of glass fibre reinforced polyamide, in the colours white and anthracite grey - seat can be folded up - seat depth when folded up: 66 mm - no struts and fixings visible in folded up state - combinable with backrest 950.51.02090 - maximum weight capacity 150 kg - for wall mounting with wall-specific HEWI fixing material - sealing tape and sealing discs for sealing the fixing points according to DIN 18534 are included in the scope of delivery Article no.: HEWI 950.51.20590 | https://catalog.hewi.com/en/p/9505120590 | https://catalog.hewi.com/storage/downloads/HEWI_950_51_20590_en.pdf
950.51.21090 | HEWI Hinged seat 450 | Hinged seat 450 - construction consisting of wall bracket and continuous seat - used for safe sitting in the shower area - 450 mm wide, 463 mm deep and 107 mm high - wall bracket made of metal, white powder coated - seat made of glass fibre reinforced, white polyamide - ergonomically curved seat shape for a highly comfortable sitting - large radii at the outside edges of the seat - slip-resistant, textured seat surface - seat can be folded up - seat depth when folded up: 66 mm - no struts and fixings visible in folded up state - combinable with backrest 950.51.02090 - maximum weight capacity 150 kg - for wall mounting with wall-specific HEWI fixing material - sealing tape and sealing discs for sealing the fixing points according to DIN 18534 are included in the scope of delivery - fulfils the DIN 18040, ÖNORM B1600/1601 and SIA 500 requirements Article no.: HEWI 950.51.21090 | https://catalog.hewi.com/en/p/9505121090 | https://catalog.hewi.com/storage/downloads/HEWI_950_51_21090_en.pdf
950.51.210XA | HEWI Hinged seat 450 | Hinged seat 450 - construction consisting of wall bracket and continuous seat - used for safe sitting in the shower area - 450 mm wide, 463 mm deep and 107 mm high - Wall bracket made of high-quality satin stainless steel - seat made of glass fibre reinforced polyamide, in the colours white and anthracite grey - ergonomically curved seat shape for a highly comfortable sitting - large radii at the outside edges of the seat reduce the risk of bumps - slip-resistant, textured seat surface - seat can be folded up - seat depth when folded up: 66 mm - no struts and fixings visible in folded up state - combinable with backrest 950.51.02090 - maximum weight capacity 150 kg - for wall mounting with wall-specific HEWI fixing material - sealing tape and sealing discs for sealing the fixing points according to DIN 18534 are included in the scope of delivery - fulfils the DIN 18040, ÖNORM B1600/1601 and SIA 500 requirements Article no.: HEWI 950.51.210XA | https://catalog.hewi.com/en/p/95051210XA | https://catalog.hewi.com/storage/downloads/HEWI_950_51_210XA_en.pdf
950.51.21190 | HEWI Hinged seat 450 | Hinged seat 450 - construction consisting of wall bracket and continuous seat - used for safe sitting in the shower area - 450 mm wide, 463 mm deep and 107 mm high - wall bracket made of metal, anthracite grey powder-coated - seat made of glass fibre reinforced, anthracite grey polyamide - ergonomically curved seat shape for a highly comfortable sitting - large radii at the outside edges of the seat reduce the risk of bumps - slip-resistant, textured seat surface - seat can be folded up - seat depth when folded up: 66 mm - no struts and fixings visible in folded up state - combinable with backrest 950.51.02090 - maximum weight capacity 150 kg - for wall mounting with wall-specific HEWI fixing material - sealing tape and sealing discs for sealing the fixing points according to DIN 18534 are included in the scope of delivery - fulfils the DIN 18040, ÖNORM B1600/1601 and SIA 500 requirements Article no.: HEWI 950.51.21190 | https://catalog.hewi.com/en/p/9505121190 | https://catalog.hewi.com/storage/downloads/HEWI_950_51_21190_en.pdf
950.51.21590 | HEWI Hinged seat 450 | Hinged seat 450 - construction consisting of wall bracket and continuous seat - used for safe sitting in the shower area - 450 mm wide, 463 mm deep and 107 mm high - Wall bracket made of high-quality stainless steel, chrome-plated - seat made of glass fibre reinforced polyamide, in the colours white and anthracite grey - ergonomically curved seat shape for a highly comfortable sitting - large radii at the outside edges of the seat reduce the risk of bumps - slip-resistant, textured seat surface - seat can be folded up - seat depth when folded up: 66 mm - no struts and fixings visible in folded up state - combinable with backrest 950.51.02090 - maximum weight capacity 150 kg - for wall mounting with wall-specific HEWI fixing material - sealing tape and sealing discs for sealing the fixing points according to DIN 18534 are included in the scope of delivery - fulfils the DIN 18040, ÖNORM B1600/1601 and SIA 500 requirements Article no.: HEWI 950.51.21590 | https://catalog.hewi.com/en/p/9505121590 | https://catalog.hewi.com/storage/downloads/HEWI_950_51_21590_en.pdf
950.51.22090 | HEWI Hinged seat R 380 | Hinged seat R 380 - construction consisting of wall bracket and continuous seat - used for safe sitting in the shower area - 380 mm wide, 405 mm deep and 107 mm high - wall bracket made of metal, white powder coated - seat made of glass fibre reinforced, white polyamide - seat can be folded up - seat depth when folded up: 66 mm - no struts and fixings visible in folded up state - combinable with backrest 950.51.02090 - maximum weight capacity 150 kg - for wall mounting with wall-specific HEWI fixing material - sealing tape and sealing discs for sealing the fixing points according to DIN 18534 are included in the scope of delivery Article no.: HEWI 950.51.22090 | https://catalog.hewi.com/en/p/9505122090 | https://catalog.hewi.com/storage/downloads/HEWI_950_51_22090_en.pdf
950.51.220XA | HEWI Hinged seat R 380 | Hinged seat R 380 - construction consisting of wall bracket and continuous seat - used for safe sitting in the shower area - 380 mm wide, 405 mm deep and 107 mm high - Wall bracket made of high-quality satin stainless steel - seat made of glass fibre reinforced polyamide, in the colours white and anthracite grey - seat can be folded up - seat depth when folded up: 66 mm - no struts and fixings visible in folded up state - combinable with backrest 950.51.02090 - maximum weight capacity 150 kg - for wall mounting with wall-specific HEWI fixing material - sealing tape and sealing discs for sealing the fixing points according to DIN 18534 are included in the scope of delivery Article no.: HEWI 950.51.220XA | https://catalog.hewi.com/en/p/95051220XA | https://catalog.hewi.com/storage/downloads/HEWI_950_51_220XA_en.pdf
950.51.22190 | HEWI Hinged seat R 380 | Hinged seat R 380 - construction consisting of wall bracket and continuous seat - used for safe sitting in the shower area - 380 mm wide, 405 mm deep and 107 mm high - wall bracket made of metal, anthracite grey powder-coated - seat made of glass fibre reinforced, anthracite grey polyamide - seat can be folded up - seat depth when folded up: 66 mm - no struts and fixings visible in folded up state - combinable with backrest 950.51.02090 - maximum weight capacity 150 kg - for wall mounting with wall-specific HEWI fixing material - sealing tape and sealing discs for sealing the fixing points according to DIN 18534 are included in the scope of delivery Article no.: HEWI 950.51.22190 | https://catalog.hewi.com/en/p/9505122190 | https://catalog.hewi.com/storage/downloads/HEWI_950_51_22190_en.pdf
950.51.22590 | HEWI Hinged seat R 380 | Hinged seat R 380 - construction consisting of wall bracket and continuous seat - used for safe sitting in the shower area - 380 mm wide, 405 mm deep and 107 mm high - Wall bracket made of high-quality stainless steel, chrome-plated - seat made of glass fibre reinforced polyamide, in the colours white and anthracite grey - seat can be folded up - seat depth when folded up: 66 mm - no struts and fixings visible in folded up state - combinable with backrest 950.51.02090 - maximum weight capacity 150 kg - for wall mounting with wall-specific HEWI fixing material - sealing tape and sealing discs for sealing the fixing points according to DIN 18534 are included in the scope of delivery Article no.: HEWI 950.51.22590 | https://catalog.hewi.com/en/p/9505122590 | https://catalog.hewi.com/storage/downloads/HEWI_950_51_22590_en.pdf
950.51.30060 | HEWI Shower stool | Shower stool - light, mobile stool - suitable for the showers discreet round tube design combined with an ergonomically curved seat - generously sized,, pleasantly warm seat made of high-quality synthetic material, lightly textured - with integrated recessed grips to make sitting down and standing up easier - provides a safe place to sit in the shower - Weight capacity up to 150 kg - Weight: 5.2 kg - 507 mm tall, 489 mm wide - seat 462 mm wide - Powder-coated frame in HEWI colour CV (deep matt black) with matt black seat surface - equipped with anti-slip rubber feet Article no.: HEWI 950.51.30060 | https://catalog.hewi.com/en/p/9505130060 | https://catalog.hewi.com/storage/downloads/HEWI_950_51_30060_en.pdf
950.51.30090 | HEWI Shower stool | Shower stool - mobile, lightweight stool - suitable for the shower area - discreet round tube design combined with an ergonomically curved seat - spacious, pleasantly warm seat made of high-quality synthetic material, slightly textured - with integrated handle recesses for easy sitting down and standing - used for safe sitting in the shower - weight capacity up to 150 kg - net weight: 5.2 kg - 507 mm high, 489 mm wide - seat 462 mm wide - high-quality chrome-plated frame - equipped with anti-slip feet - seat in HEWI colour 90 (jet black) Article no.: HEWI 950.51.30090 | https://catalog.hewi.com/en/p/9505130090 | https://catalog.hewi.com/storage/downloads/HEWI_950_51_30090_en.pdf
950.51.30092 | HEWI Shower stool | Shower stool - mobile, lightweight stool - suitable for the shower area - discreet round tube design combined with an ergonomically curved seat - spacious, pleasantly warm seat made of high-quality synthetic material, slightly textured - with integrated handle recesses for easy sitting down and standing - used for safe sitting in the shower - weight capacity up to 150 kg - net weight: 5.2 kg - 507 mm high, 489 mm wide - seat 462 mm wide - high-quality chrome-plated frame - equipped with anti-slip feet - seat in HEWI colour 92 (anthracite grey) Article no.: HEWI 950.51.30092 | https://catalog.hewi.com/en/p/9505130092 | https://catalog.hewi.com/storage/downloads/HEWI_950_51_30092_en.pdf
950.51.30098 | HEWI Shower stool | Shower stool - mobile, lightweight stool - suitable for the shower area - discreet round tube design combined with an ergonomically curved seat - spacious, pleasantly warm seat made of high-quality synthetic material, slightly textured - with integrated handle recesses for easy sitting down and standing - used for safe sitting in the shower - weight capacity 150 kg - net weight: 5.2 kg - 507 mm high, 489 mm wide - seat 462 mm wide - high-quality chrome-plated frame - equipped with anti-slip feet - seat in HEWI colour 98 (signal white) Article no.: HEWI 950.51.30098 | https://catalog.hewi.com/en/p/9505130098 | https://catalog.hewi.com/storage/downloads/HEWI_950_51_30098_en.pdf
950.51.300XA | HEWI Shower stool | Shower stool - mobile, lightweight stool - suitable for the shower area - discreet round tube design combined with an ergonomically curved seat - spacious, pleasantly warm seat made of high-quality synthetic material, slightly textured - with integrated handle recesses for easy sitting down and standing - used for safe sitting in the shower - weight capacity 150 kg - net weight: 5.1 kg - 507 mm high, 489 mm wide - seat 462 mm wide - frame made of stainless steel, satin - equipped with anti-slip rubber feet - seat in HEWI colours 98 (signal white) and 92 (anthracite grey) Article no.: HEWI 950.51.300XA | https://catalog.hewi.com/en/p/95051300XA | https://catalog.hewi.com/storage/downloads/HEWI_950_51_300XA_en.pdf
950.51.30140 | HEWI Shower stool | Shower stool - mobile, lightweight stool - suitable for the shower area - sophisicated round tube design combined with an ergonomically curved seat - pleasantly warm seat made of high-quality synthetic material, slightly textured, in HEWI colours 90 (jet black), 92 (anthracite grey) and 98 (signal white) - can be loaded up to 150 kg - net weight: 4.4 kg - 497 mm high, 370 mm wide - seat 370 mm wide - seat height: 480 mm - frame high-quality chrome-plated - equipped with anti-slip foot stoppers Article no.: HEWI 950.51.30140 | https://catalog.hewi.com/en/p/9505130140 | https://catalog.hewi.com/storage/downloads/HEWI_950_51_30140_en.pdf
950.51.30160 | HEWI Shower stool | Shower stool - light, mobile stool - suitable for the showers discreet round tube design combined with an ergonomically curved seat - pleasantly warm seat made of high-quality plastic, lightly textured - Weight capacity up to 150 kg - Weight: 4.4 kg - 497 mm tall, 370 mm wide - seat 370 mm wide - Seat height: 480 mm - Powder-coated frame in HEWI colour CV (deep matt black) with matt black seat surface - equipped with anti-slip rubber feet Article no.: HEWI 950.51.30160 | https://catalog.hewi.com/en/p/9505130160 | https://catalog.hewi.com/storage/downloads/HEWI_950_51_30160_en.pdf
950.51.30240 | HEWI Shower stool | Shower stool - mobile, lightweight stool - suitable for the shower area - sophisticatedround tube design combined with an ergonomically curved seat - generous, pleasantly warm seat made of high-quality plastic, slightly textured, in HEWI colours 90 (jet black), 92 (anthracite grey) and 98 (signal white) - with lateral support handles for easy sitting down and standing up - can support loads of up to 150 kg - net weight: 6.8 kg - 626 mm high, 536 mm wide - seat 478 mm wide - seat height: 480 mm - high-quality chrome-plated frame - equipped with non-slip foot stoppers Article no.: HEWI 950.51.30240 | https://catalog.hewi.com/en/p/9505130240 | https://catalog.hewi.com/storage/downloads/HEWI_950_51_30240_en.pdf
950.51.30260 | HEWI Shower stool | Shower stool - light, mobile stool - suitable for the showers discreet round tube design combined with an ergonomically curved seat - generously sized,, pleasantly warm seat made of high-quality synthetic material, lightly textured - With side support handles for easy sitting down and standing up - Weight capacity up to 150 kg - Weight: 6.8 kg - 626 mm tall, 536 mm wide - seat 478 mm wide - Seat height: 480 mm - Powder-coated frame in HEWI colour CV (deep matt black) with matt black seat surface - equipped with anti-slip rubber feet Article no.: HEWI 950.51.30260 | https://catalog.hewi.com/en/p/9505130260 | https://catalog.hewi.com/storage/downloads/HEWI_950_51_30260_en.pdf
950.51.31040 | HEWI Bath chair | Bathroom chair - mobile, universally usable chair with towel rail - suitable for the shower area - sophisticated round tube design combined with an ergonomic two-part seat - pleasantly warm seat and backrest made of high-quality plastic, slightly textured, in HEWI colours 90 (jet black), 92 (anthracite grey) and 98 (signal white) - load capacity up to 150 kg - net weight: 7.6 kg - 812 mm high, 455 mm wide - seat 420 mm wide - seat height: 480 mm - high-quality chrome-plated frame - equipped with anti-slip foot stoppers Article no.: HEWI 950.51.31040 | https://catalog.hewi.com/en/p/9505131040 | https://catalog.hewi.com/storage/downloads/HEWI_950_51_31040_en.pdf
950.51.31060 | HEWI Bath chair | Bath chair - light, Universal chair with towel rail - suitable for the showers - sophisticated round tube design combined with an ergonomic two-part seat - pleasantly warm seat and backrest made of high-quality plastic, lightly textured - Weight capacity up to 150 kg - Weight: 7.6 kg - 812 mm tall, 455 mm wide - seat 420 mm wide - Seat height: 480 mm - Powder-coated frame in HEWI colour CV (deep matt black) with matt black seat surface - equipped with anti-slip rubber feet Article no.: HEWI 950.51.31060 | https://catalog.hewi.com/en/p/9505131060 | https://catalog.hewi.com/storage/downloads/HEWI_950_51_31060_en.pdf
950.51.31140 | HEWI Bath chair | Bathroom chair - mobile, universally usable chair with towel rail and armrests - suitable for the shower area - sophisticated round tube design combined with an ergonomic two-part seat - generous, pleasantly warm seat and backrest made of high-quality plastic, slightly textured, in HEWI colours 90 (jet black), 92 (anthracite grey) and 98 (signal white) - load capacity up to 150 kg - net weight: 9.9 kg - 856 mm high, 545 mm wide - seat 475 mm wide - seat height: 479 mm - frame high-quality chrome-plated - equipped with anti-slip foot stoppers Article no.: HEWI 950.51.31140 | https://catalog.hewi.com/en/p/9505131140 | https://catalog.hewi.com/storage/downloads/HEWI_950_51_31140_en.pdf
950.51.31160 | HEWI Bath chair | Bath chair - mobile,, universally usable chair with towel rail and armrests - suitable for the showers - sophisticated round tube design combined with an ergonomic two-part seat - generously sized,, pleasantly warm seat and backrest made of high-quality plastic - Weight capacity up to 150 kg - Weight: 9.9 kg - 856 mm tall, 545 mm wide - seat 475 mm wide - Seat height: 479 mm - Powder-coated frame in HEWI colour CV (deep matt black) with matt black seat surface - equipped with anti-slip rubber feet Article no.: HEWI 950.51.31160 | https://catalog.hewi.com/en/p/9505131160 | https://catalog.hewi.com/storage/downloads/HEWI_950_51_31160_en.pdf
950.51.40060 | HEWI Shower stool | Shower stool - mobile, light stool from the Re-seat family - suitable for the showers discreet round tube design combined with an ergonomically curved seat - generously sized, pleasantly warm seat made of high-quality PIR plastic (post-industrial recycled), lightly textured - with integrated recessed grips to make sitting down and standing up easier - provides a safe place to sit in the shower - Weight capacity up to 150 kg - Weight: 5.2 kg - 507 mm tall, 489 mm wide - seat 462 mm wide - Seat height: 482 mm - Seat made of high-quality PIR plastic (post-industrial recycled) in HEWI colours JB (forest green) or JC (dark granite grey) with powder-coated frame in DC matt black - equipped with black, anti-slip feet Article no.: HEWI 950.51.40060 | https://catalog.hewi.com/en/p/9505140060 | https://catalog.hewi.com/storage/downloads/HEWI_950_51_40060_en.pdf
950.51.40090 | HEWI Mobile hinged seat 350 | Mobile Hinged seat 350 - construction consisting of wall bracket and continuous seat - used for safe sitting in the shower area - for mobile use - for easy and flexible retrofitting on existing, preassembled mounting plate: 950.51.014.., must be ordered separately - tool-free and quick installation by means of simple hanging of the seat - secured against unintentional removal with knurled screw - 350 mm wide, 373 mm deep and 107 mm high - wall bracket made of high-quality stainless steel, white powder coated - seat made of glass fibre reinforced, white polyamide - seat can be folded up - seat depth when folded up: 66 mm - no struts visible in folded up state - maximum weight capacity 150 kg - sealing tape and sealing discs for sealing the fixing points according to DIN 18534 are enclosed with the mounting plate Article no.: HEWI 950.51.40090 | https://catalog.hewi.com/en/p/9505140090 | https://catalog.hewi.com/storage/downloads/HEWI_950_51_40090_en.pdf
950.51.400XA | HEWI Mobile hinged seat 350 | Mobile Hinged seat 350 - construction consisting of wall bracket and continuous seat - used for safe sitting in the shower area - for mobile use - for easy and flexible retrofitting on existing, preassembled mounting plate: 950.51.014.., must be ordered separately - tool-free and quick installation by means of simple hanging of the seat - secured against unintentional removal with knurled screw - 350 mm wide, 373 mm deep and 107 mm high - Wall bracket made of high-quality satin stainless steel - seat made of glass fibre reinforced polyamide, in the colours white and anthracite grey - seat can be folded up - seat depth when folded up: 66 mm - no struts visible in folded up state - maximum weight capacity 150 kg - sealing tape and sealing discs for sealing the fixing points according to DIN 18534 are enclosed with the mounting plate Article no.: HEWI 950.51.400XA | https://catalog.hewi.com/en/p/95051400XA | https://catalog.hewi.com/storage/downloads/HEWI_950_51_400XA_en.pdf
950.51.40160 | HEWI Shower stool | Shower stool - mobile, light stool from the Re-seat family - suitable for the showers discreet round tube design combined with an ergonomically curved seat - pleasantly warm seat made of high-quality PIR plastic (post-industrial recycled), lightly textured - Weight capacity up to 150 kg - Weight: 4.4 kg - 497 mm tall, 370 mm wide - seat 370 mm wide - Seat height: 480 mm - Seat made of high-quality PIR plastic (post-industrial recycled) in HEWI colours JB (forest green) or JC (dark granite grey) with powder-coated frame in DC matt black - equipped with black, anti-slip feet Article no.: HEWI 950.51.40160 | https://catalog.hewi.com/en/p/9505140160 | https://catalog.hewi.com/storage/downloads/HEWI_950_51_40160_en.pdf
950.51.40190 | HEWI Mobile hinged seat 350 | Mobile Hinged seat 350 - construction consisting of wall bracket and continuous seat - used for safe sitting in the shower area - for mobile use - for easy and flexible retrofitting on existing, preassembled mounting plate: 950.51.014.., must be ordered separately - tool-free and quick installation by means of simple hanging of the seat - secured against unintentional removal with knurled screw - 350 mm wide, 373 mm deep and 107 mm high - wall bracket made of high-quality stainless steel, anthracite grey powder-coated - seat made of glass fibre reinforced, anthracite grey polyamide - seat can be folded up - seat depth when folded up: 66 mm - no struts visible in folded up state - maximum weight capacity 150 kg - sealing tape and sealing discs for sealing the fixing points according to DIN 18534 are enclosed with the mounting plate Article no.: HEWI 950.51.40190 | https://catalog.hewi.com/en/p/9505140190 | https://catalog.hewi.com/storage/downloads/HEWI_950_51_40190_en.pdf
950.51.40260 | HEWI Shower stool | Shower stool - mobile, light stool from the Re-seat family - suitable for the showers discreet round tube design combined with an ergonomically curved seat - generously sized, pleasantly warm seat made of high-quality PIR plastic (post-industrial recycled), lightly textured - With side support handles for easy sitting down and standing up - Weight capacity up to 150 kg - Weight: 6.8 kg - 626 mm tall, 536 mm wide - seat 478 mm wide - Seat height: 480 mm - Seat and arm pads made of high-quality PIR plastic (post-industrial recycled) in HEWI colours JB (forest green) or JC (dark granite grey) with powder-coated frame in DC matt black - with black, anti-slip feet Article no.: HEWI 950.51.40260 | https://catalog.hewi.com/en/p/9505140260 | https://catalog.hewi.com/storage/downloads/HEWI_950_51_40260_en.pdf
950.51.40590 | HEWI Mobile hinged seat 350 | Mobile Hinged seat 350 - construction consisting of wall bracket and continuous seat - used for safe sitting in the shower area - for mobile use - for easy and flexible retrofitting on existing, preassembled mounting plate: 950.51.014.., must be ordered separately - tool-free and quick installation by means of simple hanging of the seat - secured against unintentional removal with knurled screw - 350 mm wide, 373 mm deep and 107 mm high - Wall bracket made of high-quality stainless steel, chrome-plated - seat made of glass fibre reinforced polyamide, in the colours white and anthracite grey - seat can be folded up - seat depth when folded up: 66 mm - no struts visible in folded up state - maximum weight capacity 150 kg - sealing tape and sealing discs for sealing the fixing points according to DIN 18534 are enclosed with the mounting plate Article no.: HEWI 950.51.40590 | https://catalog.hewi.com/en/p/9505140590 | https://catalog.hewi.com/storage/downloads/HEWI_950_51_40590_en.pdf
950.51.41060 | HEWI Bath chair | Bath chair - mobile, multipurpose stool with towel rail from the Re-seat family - suitable for the showers - sophisticated round tube design combined with an ergonomic two-part seat - pleasantly warm seat and backrest made of high-quality PIR plastic (post-industrial recycled), lightly textured - Weight capacity up to 150 kg - Weight: 7.6 kg - 812 mm tall, 455 mm wide - seat 420 mm wide - Seat height: 480 mm - Seat and backrest made of high-quality PIR plastic (post-industrial recycled) in HEWI colours JB (forest green) or JC (dark granite grey) with powder-coated frame in DC matt black finish - equipped with black, anti-slip feet Article no.: HEWI 950.51.41060 | https://catalog.hewi.com/en/p/9505141060 | https://catalog.hewi.com/storage/downloads/HEWI_950_51_41060_en.pdf
950.51.41090 | HEWI Mobile hinged seat 450 | Mobile Hinged seat 450 - construction consisting of wall bracket and continuous seat - used for safe sitting in the shower area - for mobile use - for easy and flexible retrofitting on existing, preassembled mounting plate: 950.51.014.., must be ordered separately - tool-free and quick installation by means of simple hanging of the seat - secured against unintentional removal with knurled screw - 450 mm wide, 463 mm deep and 107 mm high - wall bracket made of high-quality stainless steel, white powder coated - seat made of glass fibre reinforced, white polyamide - ergonomically curved seat shape for a highly comfortable sitting - large radii at the outside edges of the seat - slip-resistant, textured seat surface - seat can be folded up - seat depth when folded up: 66 mm - no struts visible in folded up state - maximum weight capacity 150 kg - sealing tape and sealing discs for sealing the fixing points according to DIN 18534 are enclosed with the mounting plate - fulfils the DIN 18040, ÖNORM B1600/1601 and SIA 500 requirements Article no.: HEWI 950.51.41090 | https://catalog.hewi.com/en/p/9505141090 | https://catalog.hewi.com/storage/downloads/HEWI_950_51_41090_en.pdf
950.51.410XA | HEWI Mobile hinged seat 450 | Mobile Hinged seat 450 - construction consisting of wall bracket and continuous seat - used for safe sitting in the shower area - for mobile use - for easy and flexible retrofitting on existing, preassembled mounting plate: 950.51.014.., must be ordered separately - tool-free and quick installation by means of simple hanging of the seat - secured against unintentional removal with knurled screw - 450 mm wide, 463 mm deep and 107 mm high - Wall bracket made of high-quality satin stainless steel - seat made of glass fibre reinforced polyamide, in the colours white and anthracite grey - ergonomically curved seat shape for a highly comfortable sitting - large radii at the outside edges of the seat - slip-resistant, textured seat surface - seat can be folded up - seat depth when folded up: 66 mm - no struts visible in folded up state - maximum weight capacity 150 kg - sealing tape and sealing discs for sealing the fixing points according to DIN 18534 are enclosed with the mounting plate - fulfils the DIN 18040, ÖNORM B1600/1601 and SIA 500 requirements Article no.: HEWI 950.51.410XA | https://catalog.hewi.com/en/p/95051410XA | https://catalog.hewi.com/storage/downloads/HEWI_950_51_410XA_en.pdf
950.51.41160 | HEWI Bath chair | Bath chair - mobile, multipurpose stool with towel rail and armrests from the Re-seat family - suitable for the showers - sophisticated round tube design combined with an ergonomic two-part seat - generously sized, pleasantly warm seat and backrest made of high-quality PIR plastic (post-industrial recycled), lightly textured - Weight capacity up to 150 kg - Weight: 9.9 kg - 856 mm tall, 545 mm wide - seat 475 mm wide - Seat height: 479 mm - Seat, Backrest and arm pads made of high-quality PIR plastic (post-industrial recycled) in HEWI colours JB (forest green) or JC (dark granite grey) with powder-coated frame in DC matt black - equipped with black, anti-slip feet Article no.: HEWI 950.51.41160 | https://catalog.hewi.com/en/p/9505141160 | https://catalog.hewi.com/storage/downloads/HEWI_950_51_41160_en.pdf
950.51.41190 | HEWI Mobile hinged seat 450 | Mobile Hinged seat 450 - construction consisting of wall bracket and continuous seat - used for safe sitting in the shower area - for mobile use - for easy and flexible retrofitting on existing, preassembled mounting plate: 950.51.014.., must be ordered separately - tool-free and quick installation by means of simple hanging of the seat - secured against unintentional removal with knurled screw - 450 mm wide, 463 mm deep and 107 mm high - wall bracket made of high-quality stainless steel, anthracite grey powder-coated - seat made of glass fibre reinforced, anthracite grey polyamide - ergonomically curved seat shape for a highly comfortable sitting - large radii at the outside edges of the seat - slip-resistant, textured seat surface - seat can be folded up - seat depth when folded up: 66 mm - no struts visible in folded up state - maximum weight capacity 150 kg - sealing tape and sealing discs for sealing the fixing points according to DIN 18534 are enclosed with the mounting plate - fulfils the DIN 18040, ÖNORM B1600/1601 and SIA 500 requirements Article no.: HEWI 950.51.41190 | https://catalog.hewi.com/en/p/9505141190 | https://catalog.hewi.com/storage/downloads/HEWI_950_51_41190_en.pdf
950.51.41590 | HEWI Mobile hinged seat 450 | Mobile Hinged seat 450 - construction consisting of wall bracket and continuous seat - used for safe sitting in the shower area - for mobile use - for easy and flexible retrofitting on existing, preassembled mounting plate: 950.51.014.., must be ordered separately - tool-free and quick installation by means of simple hanging of the seat - secured against unintentional removal with knurled screw - 450 mm wide, 463 mm deep and 107 mm high - Wall bracket made of high-quality stainless steel, chrome-plated - seat made of glass fibre reinforced polyamide, in the colours white and anthracite grey - ergonomically curved seat shape for a highly comfortable sitting - large radii at the outside edges of the seat - slip-resistant, textured seat surface - seat can be folded up - seat depth when folded up: 66 mm - no struts visible in folded up state - maximum weight capacity 150 kg - sealing tape and sealing discs for sealing the fixing points according to DIN 18534 are enclosed with the mounting plate - fulfils the DIN 18040, ÖNORM B1600/1601 and SIA 500 requirements Article no.: HEWI 950.51.41590 | https://catalog.hewi.com/en/p/9505141590 | https://catalog.hewi.com/storage/downloads/HEWI_950_51_41590_en.pdf
950.51.42090 | HEWI Mobile hinged seat R 380 | Mobile Hinged seat 380 - construction consisting of wall bracket and continuous seat - used for safe sitting in the shower area - for mobile use - for easy and flexible retrofitting on existing, preassembled mounting plate: 950.51.014.., must be ordered separately - tool-free and quick installation by means of simple hanging of the seat - secured against unintentional removal with knurled screw - 380 mm wide, 405 mm deep and 107 mm high - wall bracket made of high-quality stainless steel, white powder coated - seat made of glass fibre reinforced, white polyamide - seat can be folded up - seat depth when folded up: 66 mm - no struts visible in folded up state - maximum weight capacity 150 kg - sealing tape and sealing discs for sealing the fixing points according to DIN 18534 are enclosed with the mounting plate Article no.: HEWI 950.51.42090 | https://catalog.hewi.com/en/p/9505142090 | https://catalog.hewi.com/storage/downloads/HEWI_950_51_42090_en.pdf
950.51.420XA | HEWI Mobile hinged seat R 380 | Mobile Hinged seat 380 - construction consisting of wall bracket and continuous seat - used for safe sitting in the shower area - for mobile use - for easy and flexible retrofitting on existing, preassembled mounting plate: 950.51.014.., must be ordered separately - tool-free and quick installation by means of simple hanging of the seat - secured against unintentional removal with knurled screw - 380 mm wide, 405 mm deep and 107 mm high - Wall bracket made of high-quality satin stainless steel - seat made of glass fibre reinforced polyamide, in the colours white and anthracite grey - seat can be folded up - seat depth when folded up: 66 mm - no struts visible in folded up state - maximum weight capacity 150 kg - sealing tape and sealing discs for sealing the fixing points according to DIN 18534 are enclosed with the mounting plate Article no.: HEWI 950.51.420XA | https://catalog.hewi.com/en/p/95051420XA | https://catalog.hewi.com/storage/downloads/HEWI_950_51_420XA_en.pdf
950.51.42190 | HEWI Mobile hinged seat R 380 | Mobile Hinged seat 380 - construction consisting of wall bracket and continuous seat - used for safe sitting in the shower area - for mobile use - for easy and flexible retrofitting on existing, preassembled mounting plate: 950.51.014.., must be ordered separately - tool-free and quick installation by means of simple hanging of the seat - secured against unintentional removal with knurled screw - 380 mm wide, 405 mm deep and 107 mm high - wall bracket made of high-quality stainless steel, anthracite grey powder-coated - seat made of glass fibre reinforced, anthracite grey polyamide - seat can be folded up - seat depth when folded up: 66 mm - no struts visible in folded up state - maximum weight capacity 150 kg - sealing tape and sealing discs for sealing the fixing points according to DIN 18534 are enclosed with the mounting plate Article no.: HEWI 950.51.42190 | https://catalog.hewi.com/en/p/9505142190 | https://catalog.hewi.com/storage/downloads/HEWI_950_51_42190_en.pdf
950.51.42590 | HEWI Mobile hinged seat R 380 | Mobile Hinged seat 380 - construction consisting of wall bracket and continuous seat - used for safe sitting in the shower area - for mobile use - for easy and flexible retrofitting on existing, preassembled mounting plate: 950.51.014.., must be ordered separately - tool-free and quick installation by means of simple hanging of the seat - secured against unintentional removal with knurled screw - 380 mm wide, 405 mm deep and 107 mm high - Wall bracket made of high-quality stainless steel, chrome-plated - seat made of glass fibre reinforced polyamide, in the colours white and anthracite grey - seat can be folded up - seat depth when folded up: 66 mm - no struts visible in folded up state - maximum weight capacity 150 kg - sealing tape and sealing discs for sealing the fixing points according to DIN 18534 are enclosed with the mounting plate Article no.: HEWI 950.51.42590 | https://catalog.hewi.com/en/p/9505142590 | https://catalog.hewi.com/storage/downloads/HEWI_950_51_42590_en.pdf
950.51.90090 | HEWI Backrest | Backrest - backrest with mounting brackets attached to both sides - serves as back support for toilet users - installed on support rails with lift-up feature or stationary supports 950.50.... - centre-to-centre from 650 to 700 mm can be adjusted on site, 150 mm deep - backrest 350 mm wide, 390 mm long - backrest made of glass fibre reinforced polyamide - mounting bracket made of metal, powder coated - available in HEWI colours 98 (signal white) and 92 (anthracite grey) - fulfils the DIN 18040 and ÖNORM B1600/1601 requirements Article no.: HEWI 950.51.90090 | https://catalog.hewi.com/en/p/9505190090 | https://catalog.hewi.com/storage/downloads/HEWI_950_51_90090_en.pdf
950.51.E01 | HEWI Cap | Perforated cap - cap for the axle of seat 950.. - diameter 23 mm - made of brass, chrome-plated Article no.: HEWI 950.51.E01 | https://catalog.hewi.com/en/p/95051E01 | https://catalog.hewi.com/storage/downloads/HEWI_950_51_E01_en.pdf
950.51.E02 | HEWI Cap | Perforated cap - cap for the axle of seat 950.. - diameter 23 mm - made of high-quality stainless steel satin finished Article no.: HEWI 950.51.E02 | https://catalog.hewi.com/en/p/95051E02 | https://catalog.hewi.com/storage/downloads/HEWI_950_51_E02_en.pdf
950.51.E03 | HEWI Cap | Perforated cap - cap for the axle of seat 950.. - diameter 23 mm - made of high-quality stainless steel powder-coated Article no.: HEWI 950.51.E03 | https://catalog.hewi.com/en/p/95051E03 | https://catalog.hewi.com/storage/downloads/HEWI_950_51_E03_en.pdf
950.74.00060 | HEWI Side trolley | Side trolley, flexible furniture - single unit in shelf form with castors - flexible and cross-range product for bathroom and adjoining living area - 3 shelves, 2 of which have a back panel - dimensions: width 445 mm, height 904 mm, depth 415 mm - metal frame - with 4 chrome-plated castors for flexible use, 2 of which can be locked - metal shelves, high-quality powder coated - available in colour combination DC (black matt frame, black matt shelves), VR (chrome frame, high-gloss white shelves) or JK (chrome frame, matt black shelves) Article no.: HEWI 950.74.00060 | https://catalog.hewi.com/en/p/9507400060 | https://catalog.hewi.com/storage/downloads/HEWI_950_74_00060_en.pdf
950.90.01050 | HEWI Hook | Single hook - right-angled bend, cylindrical hook with fixing rose - the hook is for hanging up pieces of clothing, towels and utensils - anti-theft protection through concealed screw fixing - 46 mm deep, rose diameter 50 mm - made of chrome-look coated polyamide Article no.: HEWI 950.90.01050 | https://catalog.hewi.com/en/p/9509001050 | https://catalog.hewi.com/storage/downloads/HEWI_950_90_01050_en.pdf
950.90.02550 | HEWI Double hook | Double hook - double hook with fixing rose - for hanging up clothing and utensils - 44 mm deep, rose diameter 50 mm - made of chrome-look coated polyamide Article no.: HEWI 950.90.02550 | https://catalog.hewi.com/en/p/9509002550 | https://catalog.hewi.com/storage/downloads/HEWI_950_90_02550_en.pdf
950.90.60090 | HEWI Walking aid holder | Walking aid holder - used for holding a walking aid - concealed screw connection - can be used in left-hand or right-hand position - outside diameter 150 mm, 146 mm deep and rose diameter 56 mm - walking aid holder and rose cap made of high-quality polyamide according to HEWI colour chart Article no.: HEWI 950.90.60090 | https://catalog.hewi.com/en/p/9509060090 | https://catalog.hewi.com/storage/downloads/HEWI_950_90_60090_en.pdf
950.90B60090 | HEWI Walking aid holder | Walking aid holder - used for holding a walking aid - concealed screw connection - can be used in left-hand or right-hand position - outside diameter 150 mm, 146 mm deep and rose diameter 56 mm - walking aid holder and rose cap made of high-quality matt polyamide in HEWI colours 99 (pure white), 98 (signal white), 97 (light grey), 95 (stone grey) and 92 (anthracite grey) Article no.: HEWI 950.90B60090 | https://catalog.hewi.com/en/p/95090B60090 | https://catalog.hewi.com/storage/downloads/HEWI_950_90B60090_en.pdf
AQ1.12M10040 | HEWI Single lever washbasin mixer tap | Single-lever washbasin mixer tap - high-quality chrome-plated, angular - Flow rate 5 l/min - Ceramic cartridge Kerox K-25OP-S, pressure resistant up to 35 bar - Jet controller with aeration and dynamic flow control 5 l/min, angle adjustable and anti-theft protection - Connection via flexible pressure hoses with woven-in hot-cold marking 450 mm long, G 3/8 - Brass fitting body - open operating lever with hot-cold marking - 163 mm high, projection 169 mm - rigid outlet - not including waste fittings - suitable for thermal disinfection according to WRAS Article no.: HEWI AQ1.12M10040 | https://catalog.hewi.com//p/AQ112M10040 | https://catalog.hewi.com/storage/downloads/HEWI_AQ1_12M10040_en.pdf
AQ1.12M10140 | HEWI Single lever washbasin mixer tap | Single-lever washbasin mixer tap - high-quality chrome-plated, round - Flow rate 5 l/min - Ceramic cartridge Kerox K-35OP, pressure resistant up to 35 bar - Laminar jet controller with dynamic flow control 5 l/min, angle adjustable and anti-theft protection - Connection via flexible pressure hoses with woven-in hot-cold marking 450 mm long, G 3/8 - Brass fitting body - open operating lever with hot-cold marking - 140 mm high, projection 160 mm - rigid outlet - not including waste fittings - suitable for thermal disinfection according to WRAS - Noise class 1 - WRAS certified Article no.: HEWI AQ1.12M10140 | https://catalog.hewi.com/en/p/AQ112M10140 | https://catalog.hewi.com/storage/downloads/HEWI_AQ1_12M10140_en.pdf
AQ1.12M10160 | HEWI Single lever washbasin mixer tap | Single-lever washbasin mixer tap - matt black powder-coated, round - Flow rate 5 l/min - Ceramic cartridge Kerox K-35OP, pressure resistant up to 35 bar - Laminar jet controller with dynamic flow control 5 l/min, angle adjustable and anti-theft protection - Connection via flexible pressure hoses with woven-in hot-cold marking 450 mm long, G 3/8 - Brass fitting body - open operating lever with hot-cold marking - 140 mm high, projection 160 mm - rigid outlet - not including waste fittings - suitable for thermal disinfection according to WRAS - Noise class 1 - WRAS certified Article no.: HEWI AQ1.12M10160 | https://catalog.hewi.com/en/p/AQ112M10160 | https://catalog.hewi.com/storage/downloads/HEWI_AQ1_12M10160_en.pdf
AQ1.12M10240 | HEWI Single lever washbasin mixer tap | Single-lever washbasin mixer tap - high-quality chrome-plated, round, with coloured gripping element made of polyamide in selected HEWI colours - Flow rate 5 l/min - Ceramic cartridge Kerox K-35OP, pressure resistant up to 35 bar - Laminar jet controller with dynamic flow control 5 l/min, angle adjustable and anti-theft protection - Connection via flexible pressure hoses with woven-in hot-cold marking 450 mm long, G 3/8 - Brass fitting body - open operating lever with hot-cold marking - 141 mm high, projection 159 mm - rigid outlet - not including waste fittings - suitable for thermal disinfection according to WRAS - Noise class 1 - WRAS certified Article no.: HEWI AQ1.12M10240 | https://catalog.hewi.com/en/p/AQ112M10240 | https://catalog.hewi.com/storage/downloads/HEWI_AQ1_12M10240_en.pdf
AQ1.12M10260 | HEWI Single lever washbasin mixer tap | Single-lever washbasin mixer tap - matt black powder-coated, round, with coloured gripping element made of polyamide in HEWI colour 98 (signal white), high-gloss - Flow rate 5 l/min - Ceramic cartridge Kerox K-35OP, pressure resistant up to 35 bar - Laminar jet controller with dynamic flow control 5 l/min, angle adjustable and anti-theft protection - Connection via flexible pressure hoses with woven-in hot-cold marking 450 mm long, G 3/8 - Brass fitting body - open operating lever with hot-cold marking - 141 mm high, projection 159 mm - rigid outlet - not including waste fittings - suitable for thermal disinfection according to WRAS - Noise class 1 - WRAS certified Article no.: HEWI AQ1.12M10260 | https://catalog.hewi.com/en/p/AQ112M10260 | https://catalog.hewi.com/storage/downloads/HEWI_AQ1_12M10260_en.pdf
AQ1.12M10340 | HEWI Single lever washbasin mixer tap | Single-lever washbasin mixer tap - high-quality chrome-plated, cubic - Flow rate 5 l/min - Ceramic cartridge Kerox K-35OP, pressure resistant up to 35 bar - Laminar jet controller with dynamic flow control 5 l/min, angle adjustable and anti-theft protection - Connection via flexible pressure hoses with woven-in hot-cold marking 450 mm long, G 3/8 - Brass fitting body - open operating lever with hot-cold marking - 135 mm high, projection 187 mm - rigid outlet - not including waste fittings - suitable for thermal disinfection according to WRAS - Noise class 1 - WRAS certified Article no.: HEWI AQ1.12M10340 | https://catalog.hewi.com/en/p/AQ112M10340 | https://catalog.hewi.com/storage/downloads/HEWI_AQ1_12M10340_en.pdf
AQ1.12M10360 | HEWI Single lever washbasin mixer tap | Single-lever washbasin mixer tap - matt black powder-coated, cubic - Flow rate 5 l/min - Ceramic cartridge Kerox K-35OP, pressure resistant up to 35 bar - Laminar jet controller with dynamic flow control 5 l/min, angle adjustable and anti-theft protection - Connection via flexible pressure hoses with woven-in hot-cold marking 450 mm long, G 3/8 - Brass fitting body - open operating lever with hot-cold marking - 135 mm high, projection 187 mm - rigid outlet - not including waste fittings - suitable for thermal disinfection according to WRAS - Noise class 1 - WRAS certified Article no.: HEWI AQ1.12M10360 | https://catalog.hewi.com/en/p/AQ112M10360 | https://catalog.hewi.com/storage/downloads/HEWI_AQ1_12M10360_en.pdf
AQ1.12M10440 | HEWI Single lever washbasin mixer tap | Single-lever washbasin mixer tap - high-quality chrome-plated, round tube - Flow rate 5 l/min - Ceramic cartridge Kerox K-35B, pressure resistant up to 35 bar - Laminar jet controller with dynamic flow control 5 l/min, anti-theft protection - Connection via flexible pressure hoses with woven-in hot-cold marking 450 mm long, G 3/8 - Brass fitting body - open operating lever with hot-cold marking - 270 mm high, projection 187 mm - Swivel outlet, optionally lockable - not including waste fittings - Noise class 1 - suitable for thermal disinfection according to WRAS - WRAS certified - for washbasins, a minimum distance of 70 mm between tap hole and wall is required Article no.: HEWI AQ1.12M10440 | https://catalog.hewi.com/en/p/AQ112M10440 | https://catalog.hewi.com/storage/downloads/HEWI_AQ1_12M10440_en.pdf
AQ1.12M10540 | HEWI Single lever washbasin mixer tap | Single-lever washbasin mixer tap - high-quality chrome-plated, round tube mitred - Flow rate 5 l/min - Ceramic cartridge Kerox K-35B, pressure resistant up to 35 bar - Laminar jet controller with dynamic flow control 5 l/min, anti-theft protection - Connection via flexible pressure hoses with woven-in hot-cold marking 450 mm long, G 3/8 - Brass fitting body - operating lever with hot-cold marking - 270 mm high, projection 188 mm - Swivel outlet, optionally lockable - not including waste fittings - Noise class 1 - suitable for thermal disinfection according to WRAS - WRAS certified - for washbasins, a minimum distance of 70 mm between tap hole and wall is required Article no.: HEWI AQ1.12M10540 | https://catalog.hewi.com//p/AQ112M10540 | https://catalog.hewi.com/storage/downloads/HEWI_AQ1_12M10540_en.pdf
AQ1.12M10640 | HEWI Single lever washbasin mixer tap | Single lever washbasin mixer tap - high-quality chrome-plated, round tube - with coloured lever grip element made of polyamide in selected HEWI colours - flow rate 5 l/min - Kerox K-35B ceramic cartridge, pressure resistant up to 35 bar - laminar flow regulator with dynamic flow control 5 l/min, with anti-theft protection - connection via flexible pressure hoses with woven-in hot-cold marking, 450 mm long, G 3/8 - brass fitting body - open operating lever with hot-cold marking - 270 mm high, 187 mm projection - swivel spout, can be optionally locked in position - without waste fittings - noise class 1 - suitable for thermal disinfection to WRAS - WRAS certified Article no.: HEWI AQ1.12M10640 | https://catalog.hewi.com/en/p/AQ112M10640 | https://catalog.hewi.com/storage/downloads/HEWI_AQ1_12M10640_en.pdf
AQ1.12M10740 | HEWI Single lever washbasin mixer tap | Single lever shower mixer - high-quality chrome-plated, angular - fitting body, control element and rosettes: brass - Flow rate 5 l/min - Ceramic cartridge Kerox K-35A, pressure resistant up to 35 bar - Hot water lock adjustable - Backflow preventer in the shower outlet with integrated, dynamic flow control - integrated dirt trap sieves - Standard shower outlet G 1/2" for standard shower hoses - warm-cold marking - Type of connection: S-connections with integrated silencers, thrust rosettes - 173 mm high, projection 169 mm - Stitch dimension: 150 mm +/- 20 mm - suitable for thermal disinfection according to WRAS Article no.: HEWI AQ1.12M10740 | https://catalog.hewi.com//p/AQ112M10740 | https://catalog.hewi.com/storage/downloads/HEWI_AQ1_12M10740_en.pdf
AQ1.12M10840 | HEWI Single lever washbasin mixer tap | Single lever washbasin mixer - high-quality chrome-plated, round - Flow rate 5 l/min - Ceramic cartridge Kerox K-35OP, pressure resistant up to 35 bar - Laminar jet regulator with dynamic flow control 5 l/min, angle-adjustable and theft-protected - Connection via flexible pressure hoses with braided warm-cold marking, 450 mm long, G 3/8". - fitting body Brass - Operating lever with warm-cold marking - 140 mm high, projection 160 mm - Rigid outlet - without drain set - suitable for thermal disinfection according to WRAS - Noise class 1 Article no.: HEWI AQ1.12M10840 | https://catalog.hewi.com/en/p/AQ112M10840 | https://catalog.hewi.com/storage/downloads/HEWI_AQ1_12M10840_en.pdf
AQ1.12M10860 | HEWI Single lever washbasin mixer tap | Single lever washbasin mixer - matt black powder-coated, round - Flow rate 5 l/min - Ceramic cartridge Kerox K-35OP, pressure resistant up to 35 bar - Laminar jet regulator with dynamic flow control 5 l/min, angle-adjustable and theft-protected - Connection via flexible pressure hoses with braided warm-cold marking, 450 mm long, G 3/8". - fitting body Brass - Operating lever with warm-cold marking - 140 mm high, projection 160 mm - Rigid outlet - without drain set - suitable for thermal disinfection according to WRAS - Noise class 1 - WRAS certified Article no.: HEWI AQ1.12M10860 | https://catalog.hewi.com/en/p/AQ112M10860 | https://catalog.hewi.com/storage/downloads/HEWI_AQ1_12M10860_en.pdf
AQ1.12M10940 | HEWI Single lever washbasin mixer tap | Single lever washbasin mixer - high-quality chrome-plated, round - Flow rate 5 l/min - Ceramic cartridge Kerox K-35OP, pressure resistant up to 35 bar - Laminar jet regulator with dynamic flow control 5 l/min, angle-adjustable and theft-protected - Connection via flexible pressure hoses with braided warm-cold marking, 450 mm long, G 3/8". - fitting body Brass - Operating lever with warm-cold marking - 129 mm high, projection 187 mm - Rigid outlet - without drain set - suitable for thermal disinfection according to WRAS - Noise class 1 Article no.: HEWI AQ1.12M10940 | https://catalog.hewi.com/en/p/AQ112M10940 | https://catalog.hewi.com/storage/downloads/HEWI_AQ1_12M10940_en.pdf
AQ1.12M10960 | HEWI Single lever washbasin mixer tap | Single lever washbasin mixer - matt black powder-coated, round - Flow rate 5 l/min - Ceramic cartridge Kerox K-35OP, pressure resistant up to 35 bar - Laminar jet regulator with dynamic flow control 5 l/min, angle-adjustable and theft-protected - Connection via flexible pressure hoses with braided warm-cold marking, 450 mm long, G 3/8". - fitting body Brass - Operating lever with warm-cold marking - 129 mm high, projection 187 mm - Rigid outlet - without drain set - suitable for thermal disinfection according to WRAS - Noise class 1 - WRAS certified Article no.: HEWI AQ1.12M10960 | https://catalog.hewi.com/en/p/AQ112M10960 | https://catalog.hewi.com/storage/downloads/HEWI_AQ1_12M10960_en.pdf
AQ1.12M109XA | HEWI Single lever washbasin mixer tap | Single lever washbasin mixer - PVD coated stainless steel look, cubic - Flow rate 5 l/min - Ceramic cartridge Kerox K-35OP, pressure resistant up to 35 bar - Laminar jet regulator with dynamic flow rate control 5 l/min, angle adjustable and theft-proof - Connection via flexible pressure hoses with interwoven hot/cold marking 450 mm long, G 3/8" - Brass fitting body - Control lever with hot/cold marking - 129 mm high, 187 mm projection - rigid spout - without drain set - suitable for thermal disinfection according to WRAS - Noise class 1 - WRAS certified - CE and UKCA marking according to EMC 2014/30/EU Article no.: HEWI AQ1.12M109XA | https://catalog.hewi.com/en/p/AQ112M109XA | https://catalog.hewi.com/storage/downloads/HEWI_AQ1_12M109XA_en.pdf
AQ1.12S20140 | HEWI SENSORIC Electronic washbasin fitting | Electronic washbasin fitting - high-quality chrome-plated, round - Flow rate 5 l/min - Battery operation - Use of a standard long-life lithium battery (Type CR-P2) - for cold and mixed water - Cold water: 3/8" T-distributor necessary, see accessories Art. No. 65755 - can be used with backflow preventer with dirt filter, see accessories art. no. 70247 - Laminar jet controller with dynamic flow control 5 l/min, angle adjustable and anti-theft protection - adjustable, active, nuisance tripping-resistant infrared sensors - Electronic module with adjustable sensing range, hygiene flushing, continuous flushing and cleaning mode - Sensor parameters preset in the factory: after-run time: approx. 1-2 s, continuous running: max. 4 min, sensing range: 200 mm, cleaning mode: 60 s, hygiene flushing is deactivated - asymmetrical sensing range, stable object detection - settings and service also possible by means of app via smartphone, see accessories Art. No. 65713 - safety shutdown in the event of failure of the operating voltage, user-defined settings are retained - without temperature adjustment lever: hygienic, vandal and misuse resistant - the preset temperature lies within the comfort zone from 30°C to 36°C - Temperature settings and adjustment can be easily made during installation due to side access - Connection via flexible pressure hoses with woven-in hot-cold marking 450 mm long, G 3/8" - integrated dirt trap screens - Brass fitting body - 118 mm high, projection 158 mm - rigid outlet - not including waste fittings - Noise class 1 - suitable for thermal disinfection according to WRAS - conforms EN 15091 - CE and UKCA marking according to EMC 2014/30/EU Article no.: HEWI AQ1.12S20140 | https://catalog.hewi.com/en/p/AQ112S20140 | https://catalog.hewi.com/storage/downloads/HEWI_AQ1_12S20140_en.pdf
AQ1.12S20160 | HEWI SENSORIC Electronic washbasin fitting | Electronic washbasin fitting - matt black powder-coated, round - Flow rate 5 l/min - Battery operation - Use of a standard long-life lithium battery (Type CR-P2) - for cold and mixed water - Cold water: 3/8" T-distributor necessary, see accessories Art. No. 65755 - can be used with backflow preventer with dirt filter, see accessories art. no. 70247 - Laminar jet controller with dynamic flow control 5 l/min, angle adjustable and anti-theft protection - adjustable, active, nuisance tripping-resistant infrared sensors - Electronic module with adjustable sensing range, hygiene flushing, continuous flushing and cleaning mode - Sensor parameters preset in the factory: after-run time: approx. 1-2 s, continuous running: max. 4 min, sensing range: 200 mm, cleaning mode: 60 s, hygiene flushing is deactivated - asymmetrical sensing range, stable object detection - settings and service also possible by means of app via smartphone, see accessories Art. No. 65713 - safety shutdown in the event of failure of the operating voltage, user-defined settings are retained - without temperature adjustment lever: hygienic, vandal and misuse resistant - the preset temperature lies within the comfort zone from 30°C to 36°C - Temperature settings and adjustment can be easily made during installation due to side access - Connection via flexible pressure hoses with woven-in hot-cold marking 450 mm long, G 3/8" - integrated dirt trap screens - Brass fitting body - 118 mm high, projection 158 mm - rigid outlet - not including waste fittings - Noise class 1 - suitable for thermal disinfection according to WRAS - conforms EN 15091 - CE and UKCA marking according to EMC 2014/30/EU Article no.: HEWI AQ1.12S20160 | https://catalog.hewi.com/en/p/AQ112S20160 | https://catalog.hewi.com/storage/downloads/HEWI_AQ1_12S20160_en.pdf
AQ1.12S21140 | HEWI SENSORIC Electronic washbasin fitting | Electronic washbasin fitting - high-quality chrome-plated, cubic - Flow rate 5 l/min - Battery operation - Use of a standard long-life lithium battery (Type CR-P2) - for cold and mixed water - Cold water: 3/8" T-distributor necessary, see accessories Art. No. 65755 - can be used with backflow preventer with dirt filter, see accessories art. no. 70247 - Laminar jet controller with dynamic flow control 5 l/min, angle adjustable and anti-theft protection - adjustable, active, nuisance tripping-resistant infrared sensors - Electronic module with adjustable sensing range, hygiene flushing, continuous flushing and cleaning mode - Sensor parameters preset in the factory: after-run time: approx. 1-2 s, continuous running: max. 4 min, sensing range: 200 mm, cleaning mode: 60 s, hygiene flushing is deactivated - asymmetrical sensing range, stable object detection - settings and service also possible by means of app via smartphone, see accessories Art. No. 65713 - safety shutdown in the event of failure of the operating voltage, user-defined settings are retained - without temperature adjustment lever: hygienic, vandal and misuse resistant - the preset temperature lies within the comfort zone from 30°C to 36°C - Temperature settings and adjustment can be easily made during installation due to side access - Connection via flexible pressure hoses with woven-in hot-cold marking 450 mm long, G 3/8" - integrated dirt trap screens - Brass fitting body - 145 mm high, projection 193 mm - rigid outlet - not including waste fittings - Noise class 1 - suitable for thermal disinfection according to WRAS - conforms EN 15091 - CE and UKCA marking according to EMC 2014/30/EU Article no.: HEWI AQ1.12S21140 | https://catalog.hewi.com/en/p/AQ112S21140 | https://catalog.hewi.com/storage/downloads/HEWI_AQ1_12S21140_en.pdf
AQ1.12S21160 | HEWI SENSORIC Electronic washbasin fitting | Electronic washbasin fitting - matt black powder-coated, cubic - Flow rate 5 l/min - Battery operation - Use of a standard long-life lithium battery (Type CR-P2) - for cold and mixed water - Cold water: 3/8" T-distributor necessary, see accessories Art. No. 65755 - can be used with backflow preventer with dirt filter, see accessories art. no. 70247 - Laminar jet controller with dynamic flow control 5 l/min, angle adjustable and anti-theft protection - adjustable, active, nuisance tripping-resistant infrared sensors - Electronic module with adjustable sensing range, hygiene flushing, continuous flushing and cleaning mode - Sensor parameters preset in the factory: after-run time: approx. 1-2 s, continuous running: max. 4 min, sensing range: 200 mm, cleaning mode: 60 s, hygiene flushing is deactivated - asymmetrical sensing range, stable object detection - settings and service also possible by means of app via smartphone, see accessories Art. No. 65713 - safety shutdown in the event of failure of the operating voltage, user-defined settings are retained - without temperature adjustment lever: hygienic, vandal and misuse resistant - the preset temperature lies within the comfort zone from 30°C to 36°C - Temperature settings and adjustment can be easily made during installation due to side access - Connection via flexible pressure hoses with woven-in hot-cold marking 450 mm long, G 3/8" - integrated dirt trap screens - Brass fitting body - 145 mm high, projection 193 mm - rigid outlet - not including waste fittings - Noise class 1 - suitable for thermal disinfection according to WRAS - conforms EN 15091 - CE and UKCA marking according to EMC 2014/30/EU Article no.: HEWI AQ1.12S21160 | https://catalog.hewi.com/en/p/AQ112S21160 | https://catalog.hewi.com/storage/downloads/HEWI_AQ1_12S21160_en.pdf
AQ1.12S211XA | HEWI SENSORIC Electronic washbasin fitting | Electronic washbasin tap - PVD coated stainless steel look, cubic - Flow rate 5 l/min - Battery operation - Use of a commercially available long-life lithium battery (type CR-P2) - For cold and mixed water - Cold water: 3/8" T-distributor required, see accessories art. no. 65755 - can be used with backflow preventer with dirt filter, see accessories art. no. 70247 - Laminar jet regulator with dynamic flow rate control 5 l/min, angle adjustable and theft-proof - Adjustable, active, false trigger resistant infrared sensor system - Electronic module with adjustable detection range, hygiene flush, continuous flush and cleaning mode - Sensor parameters preset at the factory: follow-up time: approx. 1-2 s, continuous operation: max. 4 min, detection range: 200 mm, cleaning mode: 60 s, hygiene flush is deactivated - Asymmetrical detection range, stable object detection - Settings and service also possible via app using a smartphone, see accessories art. no. 65713 - In case of operating voltage failure, safety shutdown, user-defined settings are retained - Without temperature adjustment lever: High hygiene, vandal and misuse proof - the preset temperature lies in the comfort zone of 30°C to 36°C - Temperature can be set and adjusted easily during assembly thanks to access on the side - Connection via flexible pressure hoses with interwoven hot/cold marking 450 mm long, G 3/8" - integrated dirt strainers - Brass fitting body - 145 mm high, 193 mm projection - rigid spout - without drain set - Noise class 1 - suitable for thermal disinfection according to WRAS - corresponds to DIN EN 15091 - CE and UKCA marking according to EMC 2014/30/EU Article no.: HEWI AQ1.12S211XA | https://catalog.hewi.com/en/p/AQ112S211XA | https://catalog.hewi.com/storage/downloads/HEWI_AQ1_12S211XA_en.pdf
AQ1.12S22140 | HEWI SENSORIC Electronic washbasin fitting | Electronic washbasin fitting - high-quality chrome-plated, round tube - Flow rate 5 l/min - Battery operation - Use of a standard long-life lithium battery (Type CR-P2) - for cold and mixed water - Cold water: 3/8" T-distributor necessary, see accessories Art. No. 65755 - can be used with backflow preventer with dirt filter, see accessories art. no. 70247 - Laminar jet controller with dynamic flow control 5 l/min, anti-theft protection - adjustable, active, nuisance tripping-resistant infrared sensors - Electronic module with adjustable sensing range, hygiene flushing, continuous flushing and cleaning mode - Sensor parameters preset in the factory: after-run time: approx. 1-2 s, continuous running: max. 4 min, sensing range: 200 mm, cleaning mode: 60 s, hygiene flushing is deactivated - asymmetrical sensing range, stable object detection - settings and service also possible by means of app via smartphone, see accessories Art. No. 65713 - safety shutdown in the event of failure of the operating voltage, user-defined settings are retained - without temperature adjustment lever: hygienic, vandal and misuse resistant - the preset temperature lies within the comfort zone from 30°C to 36°C - Temperature settings and adjustment can be easily made during installation due to side access - Connection via flexible pressure hoses with woven-in hot-cold marking 450 mm long, G 3/8" - integrated dirt trap screens - Brass fitting body - 301 mm high, projection 192 mm - rigid outlet - not including waste fittings - Noise class 1 - suitable for thermal disinfection according to WRAS - conforms EN 15091 - CE and UKCA marking according to EMC 2014/30/EU Article no.: HEWI AQ1.12S22140 | https://catalog.hewi.com/en/p/AQ112S22140 | https://catalog.hewi.com/storage/downloads/HEWI_AQ1_12S22140_en.pdf
AQ1.12S23140 | HEWI SENSORIC Electronic washbasin fitting | Electronic washbasin fitting - high-quality chrome-plated, round tube mitred - Flow rate 5 l/min - Battery operation - Use of a standard long-life lithium battery (Type CR-P2) - for cold and mixed water - Cold water: 3/8" T-distributor necessary, see accessories Art. No. 65755 - can be used with backflow preventer with dirt filter, see accessories art. no. 70247 - Laminar jet controller with dynamic flow control 5 l/min, anti-theft protection - adjustable, active, nuisance tripping-resistant infrared sensors - Electronic module with adjustable sensing range, hygiene flushing, continuous flushing and cleaning mode - Sensor parameters preset in the factory: after-run time: approx. 1-2 s, continuous running: max. 4 min, sensing range: 200 mm, cleaning mode: 60 s, hygiene flushing is deactivated - asymmetrical sensing range, stable object detection - settings and service also possible by means of app via smartphone, see accessories Art. No. 65713 - safety shutdown in the event of failure of the operating voltage, user-defined settings are retained - without temperature adjustment lever: hygienic, vandal and misuse resistant - the preset temperature lies within the comfort zone from 30°C to 36°C - Temperature settings and adjustment can be easily made during installation due to side access - integrated dirt trap screens, connection via flexible pressure hoses with woven-in hot-cold marking 450 mm long, G 3/8" - integrated dirt trap screens - Brass fitting body - 301 mm high, projection 192 mm - rigid outlet - not including waste fittings - Noise class 1 - suitable for thermal disinfection according to WRAS - conforms EN 15091 - CE and UKCA marking according to EMC 2014/30/EU Article no.: HEWI AQ1.12S23140 | https://catalog.hewi.com//p/AQ112S23140 | https://catalog.hewi.com/storage/downloads/HEWI_AQ1_12S23140_en.pdf
AQ1.32T10040 | HEWI Shower thermostat | Shower thermostat - high-quality chrome-plated, round - Fitting body, control and roses: brass - Flow rate 12 l/min - Anti-scalding protection: safety cutout at 38 °C - Check valve in the wall connections - dynamic flow controller 12 l/min in the shower outlet - integrated dirt trap screens - Standard shower outflow G 1/2 " for standard shower hoses - hot-cold marking - Connection type: S-connections with integrated silencers, push-on roses - 60 mm high, 298 mm wide, projection 106 mm - Actual dimension: 150 mm +/- 20 mm - Noise class 1 - suitable for thermal disinfection according to DVGW W 551 Article no.: HEWI AQ1.32T10040 | https://catalog.hewi.com/en/p/AQ132T10040 | https://catalog.hewi.com/storage/downloads/HEWI_AQ1_32T10040_en.pdf
AQ1.32T50040 | HEWI SAFE TOUCH Shower thermostat | HEWI SAFE TOUCH shower thermostat - high-quality chrome-plated, round - Fitting body, control and roses: brass - HEWI SAFE TOUCH safety housing: the entire fitting body does not get hot - 12 l/min - Anti-scalding protection: safety cutout at 38 °C - Check valve in the wall connections - dynamic flow controller 12 l/min in the shower outlet - integrated dirt trap screens - Standard shower outflow G 1/2" for standard shower hoses - hot-cold marking - Connection type: S-connections with integrated silencers, push-on roses - 48 mm high, 320 mm, projection 108 mm - Actual dimension: 150 mm +/- 20 mm - Noise class 1 - suitable for thermal disinfection according to DVGW W 551 Article no.: HEWI AQ1.32T50040 | https://catalog.hewi.com/en/p/AQ132T50040 | https://catalog.hewi.com/storage/downloads/HEWI_AQ1_32T50040_en.pdf
AQ1.32T50060 | HEWI SAFE TOUCH Shower thermostat | HEWI SAFE TOUCH shower thermostat - matt black powder-coated, round - Fitting body, control and roses: brass - HEWI SAFE TOUCH safety housing: the entire fitting body does not get hot - 12 l/min - Anti-scalding protection: safety cutout at 38 °C - Check valve in the wall connections - dynamic flow controller 12 l/min in the shower outlet - integrated dirt trap screens - Standard shower outflow G 1/2" for standard shower hoses - hot-cold marking - Connection type: S-connections with integrated silencers, push-on roses - 48 mm high, 320 mm, projection 108 mm - Actual dimension: 150 mm +/- 20 mm - Noise class 1 - suitable for thermal disinfection according to DVGW W 551 Article no.: HEWI AQ1.32T50060 | https://catalog.hewi.com/en/p/AQ132T50060 | https://catalog.hewi.com/storage/downloads/HEWI_AQ1_32T50060_en.pdf
AQ1B12M10240 | HEWI Single lever washbasin mixer tap | Single-lever washbasin mixer tap - high-quality chrome-plated, round, with coloured gripping element made of high-quality matt polyamide in HEWI colours 99 (pure white), 98 (signal white), 97 (light grey), 95 (stone grey), 92 (anthracite grey) and 90 (jet black) - Flow rate 5 l/min - Ceramic cartridge Kerox K-35OP, pressure resistant up to 35 bar - Laminar jet controller with dynamic flow control 5 l/min, angle adjustable and anti-theft protection - Connection via flexible pressure hoses with woven-in hot-cold marking 450 mm long, G 3/8 - Brass fitting body - open operating lever with hot-cold marking - 141 mm high, projection 159 mm - rigid outlet - not including waste fittings - suitable for thermal disinfection according to WRAS - Noise class 1 - WRAS certified Article no.: HEWI AQ1B12M10240 | https://catalog.hewi.com/en/p/AQ1B12M10240 | https://catalog.hewi.com/storage/downloads/HEWI_AQ1B12M10240_en.pdf
AQ1B12M10260 | HEWI Single lever washbasin mixer tap | Single-lever washbasin mixer tap - matt black powder-coated, round, with coloured gripping element made of polyamide in HEWI colours 98 (signal white), or 90 (jet black), matt - Flow rate 5 l/min - Ceramic cartridge Kerox K-35OP, pressure resistant up to 35 bar - Laminar jet controller with dynamic flow control 5 l/min, angle adjustable and anti-theft protection - Connection via flexible pressure hoses with woven-in hot-cold marking 450 mm long, G 3/8 - Brass fitting body - open operating lever with hot-cold marking - 141 mm high, projection 159 mm - rigid outlet - not including waste fittings - suitable for thermal disinfection according to WRAS - Noise class 1 - WRAS certified Article no.: HEWI AQ1B12M10260 | https://catalog.hewi.com/en/p/AQ1B12M10260 | https://catalog.hewi.com/storage/downloads/HEWI_AQ1B12M10260_en.pdf
AQ1B12M11040 | HEWI Single lever washbasin mixer tap | Single-lever washbasin mixer tap - high quality chrome plating, round, with long, coloured handle element made of matt polyamide in selected HEWI colours - flow rate 5 l/min - Ceramic cartridge Kerox K-35OP, pressure resistant up to 35 bar - Laminar jet regulator with dynamic flow control 5 l/min, adjustable angle and anti-theft protection - connection via flexible pressure hoses with braided hot-cold marking 450 mm long, G 3/8" - brass fitting body - open control lever with hot-cold marking - 141 mm tall, projection 199 mm - rigid spout - without drain set - suitable for thermal disinfection according to DVGW W 551 - Noise class 1 - Certified by DVGW Article no.: HEWI AQ1B12M11040 | https://catalog.hewi.com/en/p/AQ1B12M11040 | https://catalog.hewi.com/storage/downloads/HEWI_AQ1B12M11040_en.pdf
AQ1D12M10240 | HEWI active+ Single lever washbasin mixer tab | Single lever washbasin mixer tap - high-quality chrome-plated, round - with coloured lever grip element made of high-quality polyamide in HEWI colour 98 (signal white), with active antimicrobial microsilver - flow rate 5 l/min - Kerox K-35OP ceramic cartridge, pressure resistant up to 35 bar - laminar flow regulator with dynamic flow control 5 l/min, angle-adjustable and with anti-theft protection - connection via flexible pressure hoses with woven-in hot-cold marking, 450 mm long, G 3/8 - brass fitting body - open operating lever with hot-cold marking - 141 mm high, 159 mm projection - rigid spout - without waste fittings - noise class 1 - suitable for thermal disinfection to WRAS - WRAS certified Article no.: HEWI AQ1D12M10240 | https://catalog.hewi.com/en/p/AQ1D12M10240 | https://catalog.hewi.com/storage/downloads/HEWI_AQ1D12M10240_en.pdf
AQ1D12M10640 | HEWI active+ Single lever washbasin mixer tab | Single lever washbasin mixer tap - high-quality chrome-plated, round tube - with coloured lever grip element made of high-quality polyamide in HEWI colour 98 (signal white), with active antimicrobial microsilver - flow rate 5 l/min - Kerox K-35B ceramic cartridge, pressure resistant up to 35 bar - laminar flow regulator with dynamic flow control 5 l/min, with anti-theft protection - connection via flexible pressure hoses with woven-in hot-cold marking, 450 mm G 3/8 - brass fitting body - open operating lever with hot-cold marking - 270 mm high, projection: 187 mm - swivel spout, can be optionally locked in position - without waste fittings - noise class 1 - suitable for thermal disinfection to WRAS - WRAS certified Article no.: HEWI AQ1D12M10640 | https://catalog.hewi.com/en/p/AQ1D12M10640 | https://catalog.hewi.com/storage/downloads/HEWI_AQ1D12M10640_en.pdf
BM10.2 | HEWI Fixing material BM10.2 | Fixing type - for Range 801 / 805 Classic stationary support and hinged supports rails - for Range 801 / 805 Classic shower spray guards - for hinged seats 950... for fixing on walls made of concrete (> C20/C25) Consisting of: - 2 stainless steel screws diameter 10 x 95 mm - 2 wall plugs HILTI HUD 14 x 70 mm Article no.: HEWI BM10.2 | https://catalog.hewi.com/en/p/BM102 | https://catalog.hewi.com/storage/downloads/HEWI_BM10_2_en.pdf
BM10.2.1 | HEWI Fixing material BM10.2.1 | Fixing type - for Range 801 / 805 Classic backrest rails For fixing on both sides on Range 801 / 805 Classic stationary support rails and hinged support rails with fixing BM10.2 on walls made of concrete (> C20/C25) Consisting of: - 2 stainless steel screws diameter 10 x 95 mm - 2 centring sleeves diameter 20/11 x 11.5 mm - 2 wall plugs HILTI HUD 14 x 70 mm Article no.: HEWI BM10.2.1 | https://catalog.hewi.com/en/p/BM1021 | https://catalog.hewi.com/storage/downloads/HEWI_BM10_2_1_en.pdf
BM10.2.2 | HEWI Fixing material BM10.2.2 | Fixing type - for Range 801 / 805 Classic backrest rails For one-sided fixing on Range 801 / 805 Classic stationary support rails and hinged support rails with fixing BM10.2 or BM17.2 on walls made of concrete (> C20/C25) Consisting of: - 1 stainless steel socket head screw M 10 x 95 - 1 centering sleeve diameter 20/11 x 11.5 mm - 1 wall plugs HILTI HUD 14 x 70 mm Article no.: HEWI BM10.2.2 | https://catalog.hewi.com/en/p/BM1022 | https://catalog.hewi.com/storage/downloads/HEWI_BM10_2_2_en.pdf
BM10.3 | HEWI Fixing type BM10.3 | Fixing type - for Range 802 LifeSystem stationary support and hinged support rails - for Range 802 LifeSystem and System 900 hinged seats for fixing on walls made of concrete (> C20/C25) Consisting of: - 3 stainless steel screws diameter 10 x 95 mm - 3 wall plugs HILTI HUD 14 x 70 mm - 3 washers diameter 22 x 5 mm Article no.: HEWI BM10.3 | https://catalog.hewi.com/en/p/BM103 | https://catalog.hewi.com/storage/downloads/HEWI_BM10_3_en.pdf
BM10.4 | HEWI Fixing type BM10.4 | Fixing type - for stationary support and hinged support rails 950... for fixing on walls made of concrete (> C20/C25) Consisting of: - 3 stainless steel screws diameter 10 x 95 mm - 3 wall plugs HILTI HUD 14 x 70 mm - 1 washer diameter 22 x 5 mm Article no.: HEWI BM10.4 | https://catalog.hewi.com/en/p/BM104 | https://catalog.hewi.com/storage/downloads/HEWI_BM10_4_en.pdf
BM11.2 | HEWI Fixing material BM 11.2 | Fixing type - for Range 801 / 805 Classic stationary support and hinged supports rails - for Range 801 / 805 Classic shower spray guards - for hinged seats 950... For fixing on walls made of autoclaved aerated concrete (> P2) Consisting of: - 2 stainless steel screws M 10 x 30 mm - 2 mesh sleeves Hit-SC 22 x 85 mm - 2 internal thread sleeves HIT-IC To be provided additionally: Injection mortar (HEWI order No.: 200266) or to be provided on site: Hilti HIT-HY 270 injection mortar Market standard undercut drill 22/100 Article no.: HEWI BM11.2 | https://catalog.hewi.com/en/p/BM112 | https://catalog.hewi.com/storage/downloads/HEWI_BM11_2_en.pdf
BM11.2.1 | HEWI Fixing material BM11.2.1 | Fixing type - for Range 801 / 805 Classic backrest rails For fixing on both sides on Range 801 / 805 Classic stationary support rails and hinged support rails with fixing BM11.2, BM17.2 and BM18.2 for use on walls made of: - Solid brick - Sand-lime perforated block - Hollow concrete block - Vertically perforated brick - Hollow lightweight concrete block - Lightweight aggregate concrete with open structure - autoclaved aerated concrete (>P2) Consisting of: - 2 stainless steel screws M 10 x 30 mm - 2 centring sleeves diameter 20/11 x 11.5 mm Article no.: HEWI BM11.2.1 | https://catalog.hewi.com/en/p/BM1121 | https://catalog.hewi.com/storage/downloads/HEWI_BM11_2_1_en.pdf
BM11.2.2 | HEWI Fixing material BM11.2.2 | Fixing type - for Range 801 / 805 Classic backrest rails For one-sided fixing on Range 801 / 805 Classic stationary support rails and hinged support rails with fixing BM11.2 or BM18.2 for use on walls made of: - Solid brick - Sand-lime perforated block - Hollow concrete block - Vertically perforated brick - Hollow lightweight concrete block - Lightweight aggregate concrete with open structure - autoclaved aerated concrete (>P2) Consisting of: - 1 stainless steel socket head screw M 10 x 30 - 1 centering sleeve diameter 20/11 x 11.5 mm Article no.: HEWI BM11.2.2 | https://catalog.hewi.com/en/p/BM1122 | https://catalog.hewi.com/storage/downloads/HEWI_BM11_2_2_en.pdf
BM11.3 | HEWI Fixing type BM11.3 | Fixing type - for Range 802 LifeSystem stationary support and hinged support rails - for Range 802 LifeSystem and System 900 hinged seats For fixing on walls made of autoclaved aerated concrete (> P2) Consisting of: - 3 stainless steel screws M 10 x 30 mm - 3 mesh sleeves Hit-SC 22 x 85 mm - 3 internal thread sleeves HIT-IC - 3 washers diameter 22 x 5 mm To be provided additionally: Injection mortar (HEWI order No.: 200266) or to be provided on site: Hilti HIT-HY 270 injection mortar Market standard undercut drill 22/100 Article no.: HEWI BM11.3 | https://catalog.hewi.com/en/p/BM113 | https://catalog.hewi.com/storage/downloads/HEWI_BM11_3_en.pdf
BM11.4 | HEWI Fixing type BM11.4 | Fixing type - for stationary support and hinged support rails 950... For fixing on walls made of autoclaved aerated concrete (> P2) Consisting of: - 3 stainless steel screws M 10 x 30 mm - 3 mesh sleeves Hit-SC 22 x 85 mm - 3 internal thread sleeves HIT-IC - 1 washer diameter 22 x 5 mm To be provided additionally: Injection mortar (HEWI order No.: 200266) or to be provided on site: Hilti HIT-HY 270 injection mortar Market standard undercut drill 22/100 Article no.: HEWI BM11.4 | https://catalog.hewi.com/en/p/BM114 | https://catalog.hewi.com/storage/downloads/HEWI_BM11_4_en.pdf
BM1151 | HEWI Fixing kit | Set of dowel pins for push handles - For fixing the polyamide push handles - 2 x cyl. pin ø 4x28 for handles ø 30 - 2 x cyl. pin ø 4x30 for handles ø 33 - 2 x cyl. pin ø 4x37 for handles ø 40 Article no.: HEWI BM1151 | https://catalog.hewi.com/en/p/BM1151 | https://catalog.hewi.com/storage/downloads/HEWI_BM1151_en.pdf
BM12.2 | HEWI Fixing material BM12.2 | Fixing type - for Range 801 / 805 Classic stationary support and hinged supports rails - for Range 801 / 805 Classic shower spray guards - for hinged seats 950... For installation on lightweight walls you will need a rear lining, e.g. laminated timber boards, with waterproof bonding, min. 30 mm thickness required, for example, Support stand or wall installation) Consisting of: - 2 stainless steel screws diameter 10 x 95 mm Article no.: HEWI BM12.2 | https://catalog.hewi.com/en/p/BM122 | https://catalog.hewi.com/storage/downloads/HEWI_BM12_2_en.pdf
BM12.2.1 | HEWI Fixing material BM12.2.1 | Fixing type - for Range 801 / 805 Classic backrest rails For installation on both sides on stationary support and hinged support rails range 801 / 805 Classic with fixing BM12.2 for use on lightweight walls with rear lining, e.g. laminated timber boards (waterproof bonding, min. 30 mm thickness required, for example, Support stand or wall installation) Consisting of: - 2 stainless steel screws diameter 10 x 95 mm - 2 centring sleeves diameter 20/11 x 11.5 mm Article no.: HEWI BM12.2.1 | https://catalog.hewi.com/en/p/BM1221 | https://catalog.hewi.com/storage/downloads/HEWI_BM12_2_1_en.pdf
BM12.2.2 | HEWI Fixing material BM12.2.2 | Fixing type - for Range 801 / 805 Classic backrest rails For one-sided fixing on stationary support and hinged support rails range 801 / 805 Classic with fixing BM12.2 for use on lightweight walls with rear lining, e.g. laminated timber boards (waterproof bonding, min. 30 mm thickness required, for example, Support stand or wall installation) Consisting of: - 1 stainless steel socket head screw M 10 x 95 - 1 centering sleeve diameter 20/11 x 11.5 mm Article no.: HEWI BM12.2.2 | https://catalog.hewi.com/en/p/BM1222 | https://catalog.hewi.com/storage/downloads/HEWI_BM12_2_2_en.pdf
BM12.3 | HEWI Fixing material BM12.3 | Fixing type - for Range 802 LifeSystem stationary support and hinged support rails - for Range 802 LifeSystem and System 900 hinged seats For installation on lightweight walls you will need a rear lining, e.g. laminated timber boards, with waterproof bonding, min. 30 mm thickness required, for example, Support stand or wall installation) Consisting of: - 3 stainless steel screws diameter 10 x 95 mm - 3 washers diameter 22 x 5 mm Article no.: HEWI BM12.3 | https://catalog.hewi.com/en/p/BM123 | https://catalog.hewi.com/storage/downloads/HEWI_BM12_3_en.pdf
BM12.4 | HEWI Fixing type BM12.4 | Fixing type - for stationary support and hinged support rails 950... For installation on lightweight walls you will need a rear lining, e.g. laminated timber boards, with waterproof bonding, min. 30 mm thickness required, for example, Support stand or wall installation) Consisting of: - 3 stainless steel screws diameter 10 x 95 mm - 1 washer diameter 22 x 5 mm Article no.: HEWI BM12.4 | https://catalog.hewi.com/en/p/BM124 | https://catalog.hewi.com/storage/downloads/HEWI_BM12_4_en.pdf
BM1211 | HEWI Fixing kit | Fixing kit - for bath towel rail 477.30... and grab bar 477.31... without roses - for retrofitting bath towel rails and grab bars D = 28 mm on mounting with roses - rose D = 60 mm - incl. HEWI fixing materials, consisting of: 3 stainless steel head screws 6 x 70 mm and 3 universal plugs 8/40 - made of high-quality polyamide according to HEWI colour chart Article no.: HEWI BM1211 | https://catalog.hewi.com/en/p/BM1211 | https://catalog.hewi.com/storage/downloads/HEWI_BM1211_en.pdf
BM1211B | HEWI Fixing kit | Fixing kit - for bath towel rail 477.30... and grab bar 477.31... without roses - for retrofitting bath towel rails and grab bars D = 28 mm on mounting with roses - rose D = 60 mm - incl. HEWI fixing materials, consisting of: 3 stainless steel head screws 6 x 70 mm and 3 universal plugs 8/40 - made of high-quality matt polyamide in HEWI colours 99 (pure white), 98 (signal white), 97 (light grey), 95 (stone grey) and 92 (anthracite grey) Article no.: HEWI BM1211B | https://catalog.hewi.com/en/p/BM1211B | https://catalog.hewi.com/storage/downloads/HEWI_BM1211B_en.pdf
BM1220 | HEWI Fixing material for toilet roll holder 162.21.100X... and 162.21.200X... | Fixing type - for toilet roll holder 162.21.100X... and 162.21.200X... consisting of: - 1 mounting base toilet roll holder System 162 - 2 stainless steel screws 4 x 50 mm - 2 universal plugs 6/36 - 1 offset screwdriver Article no.: HEWI BM1220 | https://catalog.hewi.com/en/p/BM1220 | https://catalog.hewi.com/storage/downloads/HEWI_BM1220_en.pdf
BM1221 | HEWI Fixing material for single hook and spare roll holder 162.90.010X... and 162.21.300X... | Fixing type - for single hook and spare roll holder 162.90.010X... and 162.21.300X..., consisting of: - 1 mounting base for hooks or spare roll holder System 162 - 1 stainless steel screw 4 x 50 mm - 1 universal plugs 6/36 - 1 offset screwdriver Article no.: HEWI BM1221 | https://catalog.hewi.com/en/p/BM1221 | https://catalog.hewi.com/storage/downloads/HEWI_BM1221_en.pdf
BM1263.2 | HEWI fixing material for support rails with roses ø 80 mm | Fixing type - for rail system 950... - for Range 802 LifeSystem rail system - for System 800 K curtain rails For 2 rose fixings on the wall Consisting of: - 2 fixing plates for support 950 - 6 stainless steel screws 5 x 60 mm - 6 universal plugs 8 x 50 mm - 1 offset screwdriver Article no.: HEWI BM1263.2 | https://catalog.hewi.com/en/p/BM12632 | https://catalog.hewi.com/storage/downloads/HEWI_BM1263_2_en.pdf
BM1296 | HEWI Fixing material | Fixing material for single-lever washbasin mixer tap AQ 800, AQ 800 K, AQ 477/801, AQ 162 - for AQ1.12M101.., AQ1.12M102.., AQ1.12M10440 and AQ1.12M10540 Article no.: HEWI BM1296 | https://catalog.hewi.com/en/p/BM1296 | https://catalog.hewi.com/storage/downloads/HEWI_BM1296_en.pdf
BM1297 | HEWI Fixing material | Fixing material - for electronic washbasin fittings Article no.: HEWI BM1297 | https://catalog.hewi.com/en/p/BM1297 | https://catalog.hewi.com/storage/downloads/HEWI_BM1297_en.pdf
BM13.2 | HEWI Fixing material BM13.2 | Fixing type - for Range 801 / 805 Classic stationary support and hinged supports rails - for Range 801 / 805 Classic shower spray guards - for hinged seats 950... For fixing in lightweight walls with integrated steel plates (e.g. studs or prewall installation) Consisting of: - 2 stainless steel screws M 10 x 60 mm Article no.: HEWI BM13.2 | https://catalog.hewi.com/en/p/BM132 | https://catalog.hewi.com/storage/downloads/HEWI_BM13_2_en.pdf
BM13.2.1 | HEWI Fixing material BM13.2.1 | Fixing type - for Range 801 / 805 Classic backrest rails For fixing on both sides on Range 801 / 805 Classic stationary support rails and hinged support rails with fixing BM13.2 for use on lightweight walls with integrated steel plates (e.g. studs or pre wall installation) Consisting of: - 2 stainless steel screws M 10 x 60 mm - 2 centring sleeves diameter 20/11 x 11.5 mm Article no.: HEWI BM13.2.1 | https://catalog.hewi.com/en/p/BM1321 | https://catalog.hewi.com/storage/downloads/HEWI_BM13_2_1_en.pdf
BM13.2.2 | HEWI Fixing material BM13.2.2 | Fixing type - for Range 801 / 805 Classic backrest rails For one-sided fixing on Range 801 / 805 Classic stationary support rails and hinged support rails with fixing BM13.2 for use on lightweight walls with integrated steel plates (e.g. studs or pre wall installation) Consisting of: - 1 stainless steel socket head screw M 10 x 60 - 1 centering sleeve diameter 20/11 x 11.5 mm Article no.: HEWI BM13.2.2 | https://catalog.hewi.com/en/p/BM1322 | https://catalog.hewi.com/storage/downloads/HEWI_BM13_2_2_en.pdf
BM13.3 | HEWI Fixing material BM13.3 | Fixing type - for Range 802 LifeSystem stationary support and hinged support rails - for Range 802 LifeSystem and System 900 hinged seats For fixing in lightweight walls with integrated steel plates (e.g. studs or prewall installation) Consisting of: - 3 stainless steel screws M 10 x 60 mm - 3 washers diameter 22 x 5 mm Article no.: HEWI BM13.3 | https://catalog.hewi.com/en/p/BM133 | https://catalog.hewi.com/storage/downloads/HEWI_BM13_3_en.pdf
BM13.4 | HEWI Fixing type BM13.4 | Fixing type - for stationary support and hinged support rails 950... For fixing in lightweight walls with integrated steel plates (e.g. studs or prewall installation) Consisting of: - 3 stainless steel screws M 10 x 60 - 1 washer diameter 22 x 5 mm Article no.: HEWI BM13.4 | https://catalog.hewi.com/en/p/BM134 | https://catalog.hewi.com/storage/downloads/HEWI_BM13_4_en.pdf
BM1300 | HEWI Fixing material | Fixing material for single-lever washbasin mixer tap AQ 100 - for AQ1.12M10040 Article no.: HEWI BM1300 | https://catalog.hewi.com/en/p/BM1300 | https://catalog.hewi.com/storage/downloads/HEWI_BM1300_en.pdf
BM1302 | HEWI Fixing material | Fixing material for single-lever washbasin mixer tap AQ 950 - for AQ1.12M10340 and AQ1.12M10360 Article no.: HEWI BM1302 | https://catalog.hewi.com/en/p/BM1302 | https://catalog.hewi.com/storage/downloads/HEWI_BM1302_en.pdf
BM16.2US | HEWI Fixing material (USA) | Fixing type - for hinged support rails Range 801(USA) for fixing on cavity walls with wood lining Consisting of: - 2 stainless steel screws - 2 screwin nuts (rampa sleeves) Article no.: HEWI BM16.2US | https://catalog.hewi.com/en/p/BM162US | https://catalog.hewi.com/storage/downloads/HEWI_BM16_2US_en.pdf
BM17.2 | HEWI Fixing material BM17.2 | Fixing type - for Range 801 / 805 Classic stationary support and hinged supports rails - for Range 801 / 805 Classic shower spray guards - for hinged seats 950... for fixing on walls made of concrete (> C20/C25) Consisting of: - 2 stainless steel screws M 10 x 30 mm - 2 internal thread sleeves M 10 x 110 mm ­ National technical approval number: ETA-11/0493 To be provided additionally: Injection mortar (HEWI order No.: 200311) or to be provided on site: Hilti HIT-HY 200-A injection mortar Article no.: HEWI BM17.2 | https://catalog.hewi.com/en/p/BM172 | https://catalog.hewi.com/storage/downloads/HEWI_BM17_2_en.pdf
BM17.3 | HEWI Fixing type BM17.3 | Fixing type - for stationary support and hinged support rails 950... / range 802 LifeSystem - for Range 802 LifeSystem and System 900 hinged seats for fixing on walls made of concrete (> C20/C25) Consisting of: - 3 stainless steel screws M 10 x 30 mm - 3 internal thread sleeves M 10 x 110 mm - 3 washers diameter 22 x 5 mm ­ National technical approval number: ETA-11/0493 To be provided additionally: Injection mortar (HEWI order No.: 200311) or to be provided on site: Hilti HIT-HY 200-A injection mortar Article no.: HEWI BM17.3 | https://catalog.hewi.com/en/p/BM173 | https://catalog.hewi.com/storage/downloads/HEWI_BM17_3_en.pdf
BM17.4 | HEWI Fixing type BM17.4 | Fixing type - for stationary support and hinged support rails 950... for fixing on walls made of concrete (> C20/C25) Consisting of: - 3 stainless steel screws M 10 x 30 mm - 3 female threaded sleeves M 10 x 110 mm - 1 washer diameter 22 x 5 mm ­ National technical approval number: ETA-11/0493 To be provided additionally: Injection mortar (HEWI order No.: 200311) or to be provided on site: Hilti HIT-HY 200-A injection mortar Article no.: HEWI BM17.4 | https://catalog.hewi.com/en/p/BM174 | https://catalog.hewi.com/storage/downloads/HEWI_BM17_4_en.pdf
BM18.2 | HEWI Fixing material BM18.2 | Fixing type - for Range 801 / 805 Classic stationary support and hinged supports rails - for Range 801 / 805 Classic shower spray guards - for hinged seats 950... For fixing on walls made of: - Solid brick - Sand-lime perforated block - Hollow concrete block - Vertically perforated brick - Hollow lightweight concrete block - Lightweight aggregate concrete with open structure Consisting of: - 2 stainless steel screws M 10 x 30 mm - 2 mesh sleeves HIT-SC 18 x 85 mm - 2 internal thread sleeves HIT-IC ­ National technical approval number: ETA-13/1036 To be provided additionally: Injection mortar (HEWI order No.: 200266) or to be provided on site: Hilti HIT-HY 270 injection mortar Article no.: HEWI BM18.2 | https://catalog.hewi.com/en/p/BM182 | https://catalog.hewi.com/storage/downloads/HEWI_BM18_2_en.pdf
BM18.3 | HEWI Fixing type BM18.3 | Fixing type - for Range 802 LifeSystem stationary support and hinged support rails - for Range 802 LifeSystem and System 900 hinged seats For fixing on walls made of: - Solid brick - Sand-lime perforated block - Hollow concrete block - Vertically perforated brick - Hollow lightweight concrete block - Lightweight aggregate concrete with open structure Consisting of: - 3 stainless steel screws M 10 x 30 mm - 3 mesh sleeves Hit-SC 18 x 85 mm - 3 internal thread sleeves HIT-IC - 3 washers diameter 22 x 5 mm ­ National technical approval number: ETA-13/1036 To be provided additionally: Injection mortar (HEWI order No.: 200266) or to be provided on site: Hilti HIT-HY 270 injection mortar Article no.: HEWI BM18.3 | https://catalog.hewi.com/en/p/BM183 | https://catalog.hewi.com/storage/downloads/HEWI_BM18_3_en.pdf
BM18.4 | HEWI Fixing type BM18.4 | Fixing type - for stationary support and hinged support rails 950... For fixing on walls made of: - Solid brick - Sand-lime perforated block - Hollow concrete block - Vertically perforated brick - Hollow lightweight concrete block - Lightweight aggregate concrete with open structure Consisting of: - 3 stainless steel screws M 10 x 30 mm - 3 mesh sleeves Hit-SC 18 x 85 mm - 3 internal thread sleeves HIT-IC - 1 washer diameter 22 x 5 mm ­ National technical approval number: ETA-13/1036 To be provided additionally: Injection mortar (HEWI order No.: 200266) or to be provided on site: Hilti HIT-HY 270 injection mortar Article no.: HEWI BM18.4 | https://catalog.hewi.com/en/p/BM184 | https://catalog.hewi.com/storage/downloads/HEWI_BM18_4_en.pdf
BM20.4 | HEWI Fixing material BM20.4 | Fixing type - for Range 801 hinged seats for fixing on walls made of concrete (> C20/C25) Consisting of: - 4 stainless steel screws diameter 10 x 95 mm - 4 wall plugs HILTI HUD 14 x 70 mm Article no.: HEWI BM20.4 | https://catalog.hewi.com/en/p/BM204 | https://catalog.hewi.com/storage/downloads/HEWI_BM20_4_en.pdf
BM21.4 | HEWI Fixing material BM21.4 | Fixing type - for Range 801 hinged seats For fixing on walls made of autoclaved aerated concrete (> P2) Consisting of: - 4 stainless steel screws M 10 x 30 mm - 4 mesh sleeves Hit-SC 22 x 85 mm - 4 internal thread sleeves HIT-IC To be provided additionally: Injection mortar (HEWI order No.: 200266) or to be provided on site: Hilti HIT-HY 270 injection mortar Market standard undercut drill 22/100 Article no.: HEWI BM21.4 | https://catalog.hewi.com/en/p/BM214 | https://catalog.hewi.com/storage/downloads/HEWI_BM21_4_en.pdf
BM210 | HEWI Fixing type BM210 | Fixing type - for Range 477 / 801 / 805 Classic rail system - for Range 801 / 805 Classic curtain rails - for Range 802 LifeSystem curtain rails and ceiling supports For rose fixings on the wall Consisting of: - 2 stainless steel screws 6 x 70 mm - 2 universal plugs 8/40 For installation on lightweight walls you will need a rear lining, e.g. laminated timber boards, with waterproof bonding >20 mm thick. Article no.: HEWI BM210 | https://catalog.hewi.com/en/p/BM210 | https://catalog.hewi.com/storage/downloads/HEWI_BM210_en.pdf
BM211 | HEWI Fixing type BM211 | Fixing type - for Range 801 / 805 Classic rail system For rose fixings on the wall Consisting of: - 3 stainless steel screws 6 x 70 mm - 3 universal plugs 8/40 For installation on lightweight walls you will need a rear lining, e.g. laminated timber boards, with waterproof bonding >20 mm thick. Article no.: HEWI BM211 | https://catalog.hewi.com/en/p/BM211 | https://catalog.hewi.com/storage/downloads/HEWI_BM211_en.pdf
BM214 | HEWI fixing material BM214 | Fixing type - for Range 801 / 805 Classic / 800 K ceiling supports For rose fixings on the ceiling Consisting of: - 2 stainless steel screws 6 x 70 mm - 2 universal plugs 8/40 - 1 stud bolt M 12 x 90 mm Article no.: HEWI BM214 | https://catalog.hewi.com/en/p/BM214 | https://catalog.hewi.com/storage/downloads/HEWI_BM214_en.pdf
BM22.4 | HEWI Fixing material BM22.4 | Fixing type - for Range 801 hinged seats For installation on lightweight walls you will need a rear lining, e.g. laminated timber boards, with waterproof bonding, min. 30 mm thickness required, for example, Support stand or wall installation) Consisting of: - 4 stainless steel screws diameter 10 x 95 mm Article no.: HEWI BM22.4 | https://catalog.hewi.com/en/p/BM224 | https://catalog.hewi.com/storage/downloads/HEWI_BM22_4_en.pdf
BM23.4 | HEWI Fixing material BM23.4 | Fixing type - for Range 801 hinged seats For fixing in lightweight walls with integrated steel plates (e.g. studs or prewall installation) Consisting of: - 4 stainless steel screws M 10 x 60 mm Article no.: HEWI BM23.4 | https://catalog.hewi.com/en/p/BM234 | https://catalog.hewi.com/storage/downloads/HEWI_BM23_4_en.pdf
BM27.4 | HEWI Fixing material BM27.4 | Fixing type - for Range 801 hinged seats for fixing on walls made of concrete (> C20/C25) Consisting of: - 4 stainless steel screws M 10 x 30 mm - 4 internal thread sleeves M 10 x 110 mm ­ National technical approval number: ETA-11/0493 To be provided additionally: Injection mortar (HEWI order No.: 200311) or to be provided on site: Hilti HIT-HY 200-A injection mortar Article no.: HEWI BM27.4 | https://catalog.hewi.com/en/p/BM274 | https://catalog.hewi.com/storage/downloads/HEWI_BM27_4_en.pdf
BM28.4 | HEWI Fixing material BM28.4 | Fixing type - for Range 801 hinged seats For fixing on walls made of: - Solid brick - Sand-lime perforated block - Hollow concrete block - Vertically perforated brick - Hollow lightweight concrete block - Lightweight aggregate concrete with open structure Consisting of: - 4 stainless steel screws M 10 x 30 mm - 4 mesh sleeves Hit-SC 18 x 85 mm - 4 internal thread sleeves HIT-IC ­ National technical approval number: ETA-13/1036 To be provided additionally: Injection mortar (HEWI order No.: 200266) or to be provided on site: Hilti HIT-HY 270 injection mortar Article no.: HEWI BM28.4 | https://catalog.hewi.com/en/p/BM284 | https://catalog.hewi.com/storage/downloads/HEWI_BM28_4_en.pdf
BM30.1 | HEWI Fixing type BM30.1 | Fixing type - for Range 802 LifeSystem backrest rails For one-sided fixing on the bearing block of the Range 802 LifeSystem hinged support rails Consisting of: - 1 stainless steel screw M 12 x 16 - 1 washer - 1 stainless steel nut M 12 Article no.: HEWI BM30.1 | https://catalog.hewi.com/en/p/BM301 | https://catalog.hewi.com/storage/downloads/HEWI_BM30_1_en.pdf
BM30.2 | HEWI Fixing type BM30.2 | Fixing type - for Range 802 LifeSystem backrest rails For installation on both sides on stationary support and hinged support rails 802 LifeSystem hinged support rails Consisting of: - 2 stainless steel screws M 12 x 16 mm - 2 washers - 2 stainless steel nuts M 12 Article no.: HEWI BM30.2 | https://catalog.hewi.com/en/p/BM302 | https://catalog.hewi.com/storage/downloads/HEWI_BM30_2_en.pdf
BM40.6 | HEWI Fixing material BM40.6 | Fixing type - for Range 802 LifeSystem backrest rails with rose fixing for fixing on walls made of concrete (> C20/C25) Consisting of: - 2 stainless steel screws M 10 x 110 mm - 2 stainless steel washers - 2 universal plugs M 10 Article no.: HEWI BM40.6 | https://catalog.hewi.com/en/p/BM406 | https://catalog.hewi.com/storage/downloads/HEWI_BM40_6_en.pdf
BM41.6 | HEWI Fixing material BM41.6 | Fixing type - for Range 802 LifeSystem backrest rails with rose fixing For fixing on walls made of autoclaved aerated concrete (> P2) Consisting of: - 2 stainless steel screws M 10 x 45 mm - 2 stainless steel washers - 2 mesh sleeves Hit-SC 22 x 85 mm - 2 internal thread sleeves HIT-IC To be provided additionally: Injection mortar (HEWI order No.: 200266) or to be provided on site: Hilti HIT-HY 270 injection mortar Market standard undercut drill 22/100 Article no.: HEWI BM41.6 | https://catalog.hewi.com/en/p/BM416 | https://catalog.hewi.com/storage/downloads/HEWI_BM41_6_en.pdf
BM42.6 | HEWI Fixing material BM42.6 | Fixing type - for Range 802 LifeSystem backrest rails with rose fixing For installation on lightweight walls you will need a rear lining, e.g. laminated timber boards, with waterproof bonding, min. 30 mm thickness required, for example, Support stand or wall installation) Consisting of: - 2 stainless steel screws diameter 10 x 95 mm - 2 stainless steel washers Article no.: HEWI BM42.6 | https://catalog.hewi.com/en/p/BM426 | https://catalog.hewi.com/storage/downloads/HEWI_BM42_6_en.pdf
BM48.6 | HEWI Fixing material BM48.6 | Fixing type - for Range 802 LifeSystem backrest rails with rose fixing For fixing on walls made of: - Solid brick - Sand-lime perforated block - Hollow concrete block - Vertically perforated brick - Hollow lightweight concrete block - Lightweight aggregate concrete with open structure Consisting of: - 2 stainless steel screws M 10 x 45 mm - 2 stainless steel washers - 4 mesh sleeves Hit-SC 18 x 85 mm - 4 internal thread sleeves HIT-IC ­ National technical approval number: ETA-13/1036 To be provided additionally: Injection mortar (HEWI order No.: 200266) or to be provided on site: Hilti HIT-HY 270 injection mortar Article no.: HEWI BM48.6 | https://catalog.hewi.com/en/p/BM486 | https://catalog.hewi.com/storage/downloads/HEWI_BM48_6_en.pdf
M20.00.001 | HEWI Storage box Kids | Storage box Kids M20 - owner's box with lid - suitable for HEWI coat rack system M20... - made of stable white cardboard - with grip slot - dimensions approx. 160 mm x 164 mm x 173 mm - PU = 5 pieces Article no.: HEWI M20.00.001 | https://catalog.hewi.com/en/p/M2000001 | https://catalog.hewi.com/storage/downloads/HEWI_M20_00_001_en.pdf
M20.00.002 | HEWI Property bag Kids | Kids property bag - fabric bag with drawstring for storing personal items - Princess motif - made of 100 % cotton (Oeko-Tex) - white bag and drawstring - approx. 380 x 460 mm - customised motif with standard fabric paints (colour not included) - PU = 5 pieces Article no.: HEWI M20.00.002 | https://catalog.hewi.com/en/p/M2000002 | https://catalog.hewi.com/storage/downloads/HEWI_M20_00_002_en.pdf
M20.00.003 | HEWI Property bag Kids | Kids property bag - fabric bag with drawstring for storing personal items - Knight's castle motif - made of 100 % cotton (Oeko-Tex) - white bag and drawstring - approx. 380 x 460 mm - customised motif with standard fabric paints (colour not included) - PU = 5 pieces Article no.: HEWI M20.00.003 | https://catalog.hewi.com/en/p/M2000003 | https://catalog.hewi.com/storage/downloads/HEWI_M20_00_003_en.pdf
M20.00.004 | HEWI Property bag Kids | Kids property bag - fabric bag with drawstring for storing personal items - Dog motif - made of 100 % cotton (Oeko-Tex) - white bag and drawstring - approx. 380 x 460 mm - customised motif with standard fabric paints (colour not included) - PU = 5 pieces Article no.: HEWI M20.00.004 | https://catalog.hewi.com/en/p/M2000004 | https://catalog.hewi.com/storage/downloads/HEWI_M20_00_004_en.pdf
M20.01.001 | HEWI Single cube | Individual cube - Shelving cube for individual design of cloakrooms in crèche/nursery/school - Made of birch multiplex, material thickness 12 mm - Body joined by mitre - Safety edges with 5 mm radius, waxed milled edges - Surface on both sides with thermoplastic coating (polypropylene), decor white, with slight texture - 200 mm wide, 200 mm high, 200 mm deep - Inside compartment dimensions: 176 mm wide, 176 mm high, 188 mm deep - Concealed wall mounting - Delivery incl. installation materials, - Produced in Germany - GS mark (TÜV-tested safety) Article no.: HEWI M20.01.001 | https://catalog.hewi.com/en/p/M2001001 | https://catalog.hewi.com/storage/downloads/HEWI_M20_01_001_en.pdf
M20.01.002 | HEWI Single cube with triple hook | Individual cube with triple hooks - Shelving cube for individual design of cloakrooms in crèche/nursery/school - Made of birch multiplex, material thickness 12 mm - Body joined by mitre - Safety edges with 5 mm radius, waxed milled edges - Surface on both sides with thermoplastic coating (polypropylene), decor white, with slight texture - 200 mm wide, 200 mm high, 200 mm deep (without hooks) - Inside compartment dimensions: 176 mm wide, 176 mm high, 188 mm deep - With triple hooks (rotating) made from high-quality polyamide according to the HEWI colour table, please state requested colour on order - Concealed wall mounting - Delivery incl. installation materials, - Produced in Germany - GS mark (TÜV-tested safety) Article no.: HEWI M20.01.002 | https://catalog.hewi.com/en/p/M2001002 | https://catalog.hewi.com/storage/downloads/HEWI_M20_01_002_en.pdf
M20.01.003 | HEWI Single cube with elastic triple hook | Single cube with elastic triple hook - Shelf cubes for individual design of cloakrooms in crèche/kindergarten/school - Made of birch multiplex, material thickness 12 mm - Body mitre jointed - Safety edges with 5 mm radius, milled edges waxed - Surface on both sides with thermoplastic coating (polypropylene), decor white, slightly textured - Width 200 mm, height 200 mm, depth 200 mm (without hook) - Internal compartment dimensions: 176 mm wide, 176 mm high, 188 mm deep - With elastic triple hook (rotatable) made of matt TPU in 10 colours (99, 97, 95, 92, 90, 18, 33, 74, 55, 50 according to HEWI colour chart), please state desired colour when ordering - Yielding material, soft feel and rounded edges of the hook to reduce the risk of impact and injury. - Recommended load: 5 kg per hook part - Concealed wall fixing - Delivery includes fixing material - Made in Germany - GS mark (TÜV-tested safety) Article no.: HEWI M20.01.003 | https://catalog.hewi.com/en/p/M2001003 | https://catalog.hewi.com/storage/downloads/HEWI_M20_01_003_en.pdf
M20.02.001 | HEWI Row module, 5 places with triple hooks | Row module, 5 places with triple hooks - Hanging shelf for cloakroom areas in nursery or school with triple hooks - Made of birch multiplex, material thickness 12 mm - Body joined by mitre, 5 compartments - Safety edges with 5 mm radius, waxed milled edges - Surface on both sides with thermoplastic coating (polypropylene), decor white, with slight texture - 1000 mm wide, 200 mm high, 200 mm deep (without hooks) - Inside compartment dimensions: 186 mm wide, 176 mm high, 188 mm deep - With 5 triple hooks (rotating) made from high-quality polyamide according to the HEWI colour table, - Colours of triple hooks can be individually chosen, please state requested colour(s) on order - The triple hook spacing is 200 mm - Concealed wall mounting - Delivery incl. installation materials, - Extension of places with further modules M20.02.001 - For individualisation, additional blank HEWI pictogram sheets available for labelling 33.1772E or with motifs 33.1772A, 33.1772B or 33.1772D - Produced in Germany - GS mark (TÜV-tested safety) Article no.: HEWI M20.02.001 | https://catalog.hewi.com/en/p/M2002001 | https://catalog.hewi.com/storage/downloads/HEWI_M20_02_001_en.pdf
M20.02.002 | HEWI Double module, 5 places with triple hooks | Double module, 5 places with triple hooks - Hanging shelf for cloakroom areas in nursery or school with triple hooks - 5 places, 2 compartments per child arranged on top of each other - Made of birch multiplex, material thickness 12 mm - Body joined by mitre, 10 compartments in total - Safety edges with 5 mm radius, waxed milled edges - Surface on both sides with thermoplastic coating (polypropylene), decor white, with slight texture - 1000 mm wide, 400 mm high, 200 mm deep (without hooks) - Inside compartment dimensions: 186 mm wide, 182 mm high, 188 mm deep - With 5 triple hooks (rotating) made from high-quality polyamide according to the HEWI colour table, - Colours of triple hooks can be individually chosen, please state requested colour(s) on order - The triple hook spacing is 200 mm - Concealed wall mounting - Delivery incl. installation materials, - Extension of places with further modules M20.02.002 - For individualisation, additional blank HEWI pictogram sheets available for labelling 33.1772E or with motifs 33.1772A, 33.1772B or 33.1772D - Produced in Germany - GS mark (TÜV-tested safety) Article no.: HEWI M20.02.002 | https://catalog.hewi.com/en/p/M2002002 | https://catalog.hewi.com/storage/downloads/HEWI_M20_02_002_en.pdf
M20.02.003 | HEWI Row module, 5 places with elastic triple hooks | Row module, 5 seats with elastic triple hook - Hanging shelf for the cloakroom area in kindergarten or school with triple hooks - Made of birch multiplex, material thickness 12 mm - Body mitre jointed, 5 compartments - Safety edges with 5 mm radius, milled edges waxed - Surface on both sides with thermoplastic coating, decor white, slightly textured - Width 1000 mm, height 200 mm, depth 200 mm (without hook) - Internal compartment dimensions: 186 mm wide, 176 mm high, 188 mm deep - With 5 elastic triple hooks (rotatable) made of matt TPU in 10 colours (99, 97, 95, 92, 90, 18, 33, 74, 55, 50 according to HEWI colour chart) - Colours of the triple hooks can be selected individually, please state desired colour(s) when ordering. - Yielding material, soft feel and rounded edges of the hooks to reduce the risk of impact and injury - Recommended load: 5 kg per hook part - Distance between the triple hooks is 200 mm - Concealed wall fixing - Delivery includes fixing material - Add places with further modules M20.02.003 - For individualisation, additional HEWI pictogram sheets are available as blank versions for lettering 33.1772E or with motifs 33.1772A, 33.1772B, 33.1772B or 33.1772D - Made in Germany - GS mark (TÜV-tested safety) Article no.: HEWI M20.02.003 | https://catalog.hewi.com/en/p/M2002003 | https://catalog.hewi.com/storage/downloads/HEWI_M20_02_003_en.pdf
M20.02.004 | HEWI Double module, 5 places with elastic triple hooks | Double module, 5 places with elastic triple hook - Hanging shelf for the cloakroom area in kindergarten or school with triple hooks - 5 places, 2 compartments per child arranged one above the other - Made of birch multiplex, material thickness 12 mm - Body mitre jointed, 10 compartments in total - Safety edges with 5 mm radius, milled edges waxed - Surface on both sides with thermoplastic coating, decor white, slightly textured - Width 1000 mm, height 400 mm, depth 200 mm (without hooks) - Internal compartment dimensions: 186 mm wide, 182 mm high, 188 mm deep - With 5 elastic triple hooks (rotatable) made of matt TPU in 10 colours (99, 97, 95, 92, 90, 18, 33, 74, 55, 50 according to HEWI colour chart) - Colours of the triple hooks can be selected individually, please state desired colour(s) when ordering. - Yielding material, soft feel and rounded edges of the hooks to reduce the risk of impact and injury - Recommended load: 5 kg per hook part - Distance between the triple hooks is 200 mm - Concealed wall fixing - Delivery includes fixing material - Add places with further modules M20.02.004 - For individualisation, additional HEWI pictogram sheets are available as blank versions for lettering 33.1772E or with motifs 33.1772A, 33.1772B, 33.1772B or 33.1772D - Made in Germany - GS mark (TÜV-tested safety) Article no.: HEWI M20.02.004 | https://catalog.hewi.com/en/p/M2002004 | https://catalog.hewi.com/storage/downloads/HEWI_M20_02_004_en.pdf
M20.03.001 | HEWI Asymmetric row module, 5 places with triple hooks | Asymmetric row module, 5 places with triple hooks - Hanging shelf for cloakroom areas in nursery or school with triple hooks - 5 individual compartments joined by mitre, connected asymmetrically - Made of birch multiplex, material thickness 12 mm - Safety edges with 5 mm radius, waxed milled edges - Surface on both sides with thermoplastic coating (polypropylene), decor white, with slight texture - 1000 mm wide, 300 mm high, 200 mm deep (without hooks) - Inside compartment dimensions: 176 mm wide, 176 mm high, 188 mm deep - With 5 triple hooks (rotating) made from high-quality polyamide according to the HEWI colour table, - Colours of triple hooks can be individually chosen, please state requested colour(s) on order - The triple hook spacing is 200 mm - Concealed wall mounting - Delivery incl. installation materials, - Extension of places with extension module M20.03.002 - For individualisation, additional blank HEWI pictogram sheets available for labelling 33.1772E or with motifs 33.1772A, 33.1772B or 33.1772D - Produced in Germany - GS mark (TÜV-tested safety) Article no.: HEWI M20.03.001 | https://catalog.hewi.com/en/p/M2003001 | https://catalog.hewi.com/storage/downloads/HEWI_M20_03_001_en.pdf
M20.03.002 | HEWI Asymmetric row module extension, 5 places with triple hooks | Asymmetric row module extension, 5 places with triple hooks - Hanging shelf for cloakroom areas in nursery or school with triple hooks - Extension module for M20.03.001 for extension of places - 5 individual compartments joined by mitre, connected asymmetrically - Made of birch multiplex, material thickness 12 mm - Safety edges with 5 mm radius, waxed milled edges - Surface on both sides with thermoplastic coating (polypropylene), decor white, with slight texture - 1000 mm wide, 300 mm high, 200 mm deep (without hooks) - Inside compartment dimensions: 176 mm wide, 176 mm high, 188 mm deep - With 5 triple hooks (rotating) made from high-quality polyamide according to the HEWI colour table, - Colours of triple hooks can be individually chosen, please state requested colour(s) on order - The triple hook spacing is 200 mm - Concealed wall mounting - Delivery incl. installation materials, - For individualisation, additional blank HEWI pictogram sheets available for labelling 33.1772E or with motifs 33.1772A, 33.1772B or 33.1772D - Produced in Germany - GS mark (TÜV-tested safety) Article no.: HEWI M20.03.002 | https://catalog.hewi.com/en/p/M2003002 | https://catalog.hewi.com/storage/downloads/HEWI_M20_03_002_en.pdf
M20.03.003 | HEWI Double module asymmetric, 5 places with triple hooks | Asymmetric double module, 5 places with triple hooks - Hanging shelf for cloakroom areas in nursery or school with triple hooks - 5 double compartments joined by mitre, connected asymmetrically - Made of birch multiplex, material thickness 12 mm - Body joined by mitre, 10 compartments in total - Safety edges with 5 mm radius, waxed milled edges - Surface on both sides with thermoplastic coating (polypropylene), decor white, with slight texture - 1000 mm wide, 594 mm high, 200 mm deep (without hooks) - Inside compartment dimensions: 176 mm wide, 182 mm high, 188 mm deep - With 5 triple hooks (rotating) made from high-quality polyamide according to the HEWI colour table, - Colours of triple hooks can be individually chosen, please state requested colour(s) on order - The triple hook spacing is 200 mm - Concealed wall mounting - Delivery incl. installation materials, - Extension of places with extension module M20.03.004 - For individualisation, additional blank HEWI pictogram sheets available for labelling 33.1772E or with motifs 33.1772A, 33.1772B or 33.1772D - Produced in Germany - GS mark (TÜV-tested safety) Article no.: HEWI M20.03.003 | https://catalog.hewi.com/en/p/M2003003 | https://catalog.hewi.com/storage/downloads/HEWI_M20_03_003_en.pdf
M20.03.004 | HEWI Extension double module asymmetric, 5 places with triple hooks | Asymmetric double module extension, 5 places with triple hooks - Hanging shelf for cloakroom areas in nursery or school with triple hooks - Extension module for M20.03.003 for extension of places - 5 double compartments, connected asymmetrically - Made of birch multiplex, material thickness 12 mm - Body joined by mitre, 10 compartments in total - Safety edges with 5 mm radius, waxed milled edges - Surface on both sides with thermoplastic coating (polypropylene), decor white, with slight texture - 1000 mm wide, 594 mm high, 200 mm deep - Inside compartment dimensions: 176 mm wide, 182 mm high, 188 mm deep - With 5 triple hooks (rotating) made from high-quality polyamide according to the HEWI colour table, - Colours of triple hooks can be individually chosen, please state requested colour(s) on order - The triple hook spacing is 200 mm - Concealed wall mounting - Delivery incl. installation materials, - For individualisation, additional blank HEWI pictogram sheets available for labelling 33.1772E or with motifs 33.1772A, 33.1772B or 33.1772D - Produced in Germany - GS mark (TÜV-tested safety) Article no.: HEWI M20.03.004 | https://catalog.hewi.com/en/p/M2003004 | https://catalog.hewi.com/storage/downloads/HEWI_M20_03_004_en.pdf
M20.03.005 | HEWI Asymmetric row module, 5 places with elastic triple hooks | Row module, asymmetric, 5 places with elastic triple hooks - Hanging shelf for the cloakroom area in kindergarten or school with triple hooks - 5 individual mitre jointed compartments, asymmetrically joined together - Made of birch multiplex, material thickness 12 mm - Safety edges with 5 mm radius, milled edges waxed - Surface on both sides with thermoplastic coating (polypropylene), decor white, slightly textured - Width 1000 mm, height 300 mm, depth 200 mm (without hooks) - Internal compartment dimensions: 176 mm wide, 176 mm high, 188 mm deep - With 5 elastic triple hooks (rotatable) made of matt TPU in 10 colours (99, 97, 95, 92, 90, 18, 33, 74, 55, 50 according to HEWI colour chart) - Colours of the triple hooks can be selected individually, please state desired colour(s) when ordering. - Yielding material, soft feel and rounded edges of the hooks to reduce the risk of impact and injury - Recommended load: 5 kg per hook part - Distance between the triple hooks is 200 mm - Concealed wall fixing - Delivery includes fixing material - Add places with extension module M20.03.006 - For individualisation, additional HEWI pictogram sheets are available as blank versions for lettering 33.1772E or with motifs 33.1772A, 33.1772B, 33.1772B or 33.1772D - Made in Germany - GS mark (TÜV-tested safety) Article no.: HEWI M20.03.005 | https://catalog.hewi.com/en/p/M2003005 | https://catalog.hewi.com/storage/downloads/HEWI_M20_03_005_en.pdf
M20.03.006 | HEWI Asymmetric row module extension, 5 places with elastic triple hooks | Extension row module, asymmetric, 5 places with elastic triple hook - Hanging shelf for the cloakroom area in kindergarten or school with triple hooks - Extension module for M20.03.005, for adding places - 5 individual mitre jointed compartments, asymmetrically joined together - Made of birch multiplex, material thickness 12 mm - Safety edges with 5 mm radius, milled edges waxed - Surface on both sides with thermoplastic coating (polypropylene), decor white, slightly textured - Width 1000 mm, height 300 mm, depth 200 mm (without hooks) - Internal compartment dimensions: 176 mm wide, 176 mm high, 188 mm deep - With 5 elastic triple hooks (rotatable) made of matt TPU in 10 colours (99, 97, 95, 92, 90, 18, 33, 74, 55, 50 according to HEWI colour chart) - Colours of the triple hooks can be selected individually, please state desired colour(s) when ordering. - Yielding material, soft feel and rounded edges of the hooks to reduce the risk of impact and injury - Recommended load: 5 kg per hook part - Distance between the triple hooks is 200 mm - Concealed wall fixing - Delivery includes fixing material - For individualisation, additional HEWI pictogram sheets are available as blank versions for lettering 33.1772E or with motifs 33.1772A, 33.1772B, 33.1772B or 33.1772D - Made in Germany - GS mark (TÜV-tested safety) Article no.: HEWI M20.03.006 | https://catalog.hewi.com/en/p/M2003006 | https://catalog.hewi.com/storage/downloads/HEWI_M20_03_006_en.pdf
M20.03.007 | HEWI Double module asymmetric, 5 places with elastic triple hooks | Double module, asymmetric, 5 places with elastic triple hooks - Hanging shelf for the cloakroom area in kindergarten or school with triple hooks - 5 double compartments, asymmetrically connected with each other - Made of birch multiplex, material thickness 12 mm - Body mitre jointed, 10 compartments in total - Safety edges with 5 mm radius, milled edges waxed - Surface on both sides with thermoplastic coating (polypropylene), decor white, slightly textured - Width 1000 mm, height 594 mm, depth 200 mm (without hooks) - Internal compartment dimensions: 176 mm wide, 182 mm high, 188 mm deep - With 5 elastic triple hooks (rotatable) made of matt TPU in 10 colours (99, 97, 95, 92, 90, 18, 33, 74, 55, 50 according to HEWI colour chart) - Colours of the triple hooks can be selected individually, please state desired colour(s) when ordering. - Yielding material, soft feel and rounded edges of the hooks to reduce the risk of impact and injury - Recommended load: 5 kg per hook part - Distance between the triple hooks is 200 mm - Concealed wall fixing - Delivery includes fixing material - Add places with extension module M20.03.008 - For individualisation, additional HEWI pictogram sheets are available as blank versions for lettering 33.1772E or with motifs 33.1772A, 33.1772B, 33.1772B or 33.1772D - Made in Germany - GS mark (TÜV-tested safety) Article no.: HEWI M20.03.007 | https://catalog.hewi.com/en/p/M2003007 | https://catalog.hewi.com/storage/downloads/HEWI_M20_03_007_en.pdf
M20.03.008 | HEWI Extension double module asymmetric, 5 places with elastic triple hooks | Extension double module, asymmetric, 5 places with elastic triple hook - Hanging shelf for the cloakroom area in kindergarten or school with triple hooks - Extension module for M20.03.007, for adding places - 5 double compartments, asymmetrically connected with each other - Made of birch multiplex, material thickness 12 mm - Body mitre jointed, 10 compartments in total - Safety edges with 5 mm radius, milled edges waxed - Surface on both sides with thermoplastic coating (polypropylene), decor white, slightly textured - Width 1000 mm, height 594 mm, depth 200 mm - Internal compartment dimensions: 176 mm wide, 182 mm high, 188 mm deep - With 5 elastic triple hooks (rotatable) made of matt TPU in 10 colours (99, 97, 95, 92, 90, 18, 33, 74, 55, 50 according to HEWI colour chart) - Colours of the triple hooks can be selected individually, please state desired colour(s) when ordering. - Yielding material, soft feel and rounded edges of the hooks to reduce the risk of impact and injury - Recommended load: 5 kg per hook part - Distance between the triple hooks is 200 mm - Concealed wall fixing - Delivery includes fixing material - For individualisation, additional HEWI pictogram sheets are available as blank versions for lettering 33.1772E or with motifs 33.1772A, 33.1772B, 33.1772B or 33.1772D - Made in Germany - GS mark (TÜV-tested safety) Article no.: HEWI M20.03.008 | https://catalog.hewi.com/en/p/M2003008 | https://catalog.hewi.com/storage/downloads/HEWI_M20_03_008_en.pdf
M20.05.001 | HEWI Bench with shoe rack | Bench with shoe shelf - Bench with shoe shelf for crèches - Made of birch multiplex, material thickness 12 mm - Body joined by mitre - Safety edges with 5 mm radius, waxed milled edges - Surface on both sides with thermoplastic coating (polypropylene), decor white, with slight texture - Shoe shelf made of steel tube with wear - resistant powder coating in matt anthracite - Seat height 260 mm - Seat depth 350 mm - Width 1000 mm - Mobile version: Benches are placed next to each other without connection - Produced in Germany - GS mark (TÜV-tested safety) Article no.: HEWI M20.05.001 | https://catalog.hewi.com/en/p/M2005001 | https://catalog.hewi.com/storage/downloads/HEWI_M20_05_001_en.pdf
M20.05.002 | HEWI Bench with shoe rack | Bench with shoe shelf - Bench with shoe shelf for nurseries - Made of birch multiplex, material thickness 12 mm - Body joined by mitre - Safety edges with 5 mm radius, waxed milled edges - Surface on both sides with thermoplastic coating (polypropylene), decor white, with slight texture - Shoe shelf made of steel tube with wear - resistant powder coating in matt anthracite - Seat height 350 mm - Seat depth 350 mm - Width 1000 mm - Mobile version: Benches are placed next to each other without connection - Produced in Germany - GS mark (TÜV-tested safety) Article no.: HEWI M20.05.002 | https://catalog.hewi.com/en/p/M2005002 | https://catalog.hewi.com/storage/downloads/HEWI_M20_05_002_en.pdf
M20.05.003 | HEWI Bench with shoe rack | Bench with shoe shelf - Bench with shoe shelf for school/after-school care - Made of birch multiplex, material thickness 12 mm - Body joined by mitre - Safety edges with 5 mm radius, waxed milled edges - Surface on both sides with thermoplastic coating (polypropylene), decor white, with slight texture - Shoe shelf made of steel tube with wear - resistant powder coating in matt anthracite - Seat height 430 mm - Seat depth 350 mm - Width 1000 mm - Mobile version: Benches are placed next to each other without connection - Produced in Germany - GS mark (TÜV-tested safety) Article no.: HEWI M20.05.003 | https://catalog.hewi.com/en/p/M2005003 | https://catalog.hewi.com/storage/downloads/HEWI_M20_05_003_en.pdf
M40.11.500 | HEWI Washbasin | Washbasin - made of mineral composite with non-porous surface, alpine white - with shelf and oval basin - integrated gripping feature on the side, can be used as a towel holder - without overflow - for wall-mounted fittings - wheelchair accessible to DIN 18040 and ÖNORM B1600/1601 - weight capacity to EN 14688 - 650 mm wide and 550 mm deep - wash trough depth 105 mm - for hanger bolt fixing - CE and UKCA marking according to Construction Products Regulation No. 305/2011 Article no.: HEWI M40.11.500 | https://catalog.hewi.com/en/p/M4011500 | https://catalog.hewi.com/storage/downloads/HEWI_M40_11_500_en.pdf
M40.11.501 | HEWI Washbasin | Washbasin - made of mineral composite with non-porous surface, alpine white - with shelf and oval basin - integrated gripping feature on the side, can be used as a towel holder - without overflow - prepared for single hole mixer tap - wheelchair accessible to DIN 18040 and ÖNORM B1600/1601 - weight capacity to EN 14688 - 650 mm wide and 550 mm deep - wash trough depth 105 mm - for hanger bolt fixing - CE and UKCA marking according to Construction Products Regulation No. 305/2011 Article no.: HEWI M40.11.501 | https://catalog.hewi.com/en/p/M4011501 | https://catalog.hewi.com/storage/downloads/HEWI_M40_11_501_en.pdf
M40.11.502 | HEWI Washbasin | Washbasin - made of mineral composite with non-porous surface, alpine white - with shelf and oval basin - integrated gripping feature on the side, can be used as a towel holder - includes overflow with rose and cover - overflow can be replaced and renewed if necessary - overflow is mounted between drain and siphon under the washbasin, h=25 mm, ø=70 mm - for wall-mounted fittings - wheelchair accessible to DIN 18040 and ÖNORM B1600/1601 - weight capacity to EN 14688 - 650 mm wide and 550 mm deep - wash bowl recess 105 mm - for hanger bolt fixing - CE marking according to Construction Products Regulation No. 305/2011 Article no.: HEWI M40.11.502 | https://catalog.hewi.com/en/p/M4011502 | https://catalog.hewi.com/storage/downloads/HEWI_M40_11_502_en.pdf
M40.11.503 | HEWI Washbasin | Washbasin - made of mineral composite with non-porous surface, alpine white - with shelf and oval basin - integrated gripping feature on the side, can be used as a towel holder - includes overflow with rose and cover - overflow can be replaced and renewed if necessary - overflow is mounted between drain and siphon under the washbasin, h=25 mm, ø=70 mm - prepared for single hole mixer tap - wheelchair accessible to DIN 18040 and ÖNORM B1600/1601 - weight capacity to EN 14688 - 650 mm wide and 550 mm deep - wash bowl recess 105 mm - for hanger bolt fixing - CE marking according to Construction Products Regulation No. 305/2011 Article no.: HEWI M40.11.503 | https://catalog.hewi.com/en/p/M4011503 | https://catalog.hewi.com/storage/downloads/HEWI_M40_11_503_en.pdf
S01.10.100 | HEWI Towel rail | Towel rail - zinc die casting, chrome-plated, including fixing materials - installed to the side on the underside edge of the washbasin - can be optionally used on the left or right-hand side - dimensions: 355 mm wide, 60 mm high, 20 mm deep (square) - suitable for washbasins 950.11.30... Article no.: HEWI S01.10.100 | https://catalog.hewi.com/en/p/S0110100 | https://catalog.hewi.com/storage/downloads/HEWI_S01_10_100_en.pdf
S01.10.101 | HEWI Towel rail | Towel rail - zinc die casting, chrome-plated, including fixing materials - installed at the front on the underside edge of the washbasin - dimensions: 597 mm wide, 60 mm high, 20 mm deep (square) Article no.: HEWI S01.10.101 | https://catalog.hewi.com/en/p/S0110101 | https://catalog.hewi.com/storage/downloads/HEWI_S01_10_101_en.pdf